## 1) Input- Sensor Data
Input - Sensor Data
This worksheet allows you to enter the resistance of an NTC temperature sensor at 3 test temperatures, from this we will generate an entire table that accurately shows the resistance across a whole range of temperatures!
Nearly all standard automotive temperature sensors are resistive, as the temperature changes so does their resistance. NTC (Negative Temperature Coefficient) sensors are used almost exclusively, as the temperature increases the resistance decreases.
To get the very best results, choose test points that are evenly spaced and span just outside of the normal range of operation, for example for an IAT (Intake Air Temperature) sensor you could choose to measure at 0ºC, 50ºC and 100 ºC.
Hint: Heat the sensor in a water/oil bath and allow time to stabilise. Record several readings at each test temperature and average. Use only a precision thermometer and digital meter for reading resistance.
# See worksheet 2 ("Output- DYNertia3 Cal. File" tab below) to obtain a calibration table based on your sensor, you can use this in DTec's dynamometer software.
# See worksheet 3 ("Advanced Design" tab below) for system designers checking how a sensor will perform in practice and to choose the best bias resistor.
Input: Enter your measured data here-
Enter 3 measured temperatures (ºC) and the corresponding sensors resistance (Ω):
| Temp (ºC) | Resistance (Ω) |  |  | 2.9044 | 0.0013014
Enter low temp test point: | 0 | 5896 | 273.15 | 8.682 | 4.1934 | 0.00025935
Enter mid temp test point: | 80 | 323 | 353.15 | 5.7777 | 0.00082933 | 1.6483e-07
Enter high temp test point: | 130 | 89 | 403.15 | 4.4886 | 0.0011805
Output: Table of temperature vs resistance for your sensor-
Enter Lowest Temperature for table (ºC): |  | -40
Enter Highest Temperature for table (ºC): |  | 250
Enter Temperature Increment (ºC): |  | 1
Temperature (ºC) | Resistance (Ω)
-40 | 45879.1417 | -18125.8263 | 15047.1066
-39 | 43295.3921 | -18014.6948 | 15013.7048
-38 | 40872.7545 | -17904.5085 | 14980.7169
-37 | 38600.2803 | -17795.2554 | 14948.1371
-36 | 36467.823 | -17686.9237 | 14915.9593
-35 | 34465.975 | -17579.5018 | 14884.1776
-34 | 32586.0102 | -17472.9782 | 14852.7864
-33 | 30819.8314 | -17367.3418 | 14821.78
-32 | 29159.9215 | -17262.5814 | 14791.1529
-31 | 27599.2993 | -17158.6864 | 14760.8995
-30 | 26131.4786 | -17055.6459 | 14731.0145
-29 | 24750.4305 | -16953.4494 | 14701.4926
-28 | 23450.5491 | -16852.0868 | 14672.3287
-27 | 22226.6195 | -16751.5477 | 14643.5177
-26 | 21073.7889 | -16651.8222 | 14615.0545
-25 | 19987.5395 | -16552.9004 | 14586.9343
-24 | 18963.6636 | -16454.7727 | 14559.1521
-23 | 17998.241 | -16357.4296 | 14531.7032
-22 | 17087.6182 | -16260.8616 | 14504.583
-21 | 16228.3883 | -16165.0596 | 14477.7868
-20 | 15417.3736 | -16070.0145 | 14451.3102
-19 | 14651.6092 | -15975.7174 | 14425.1485
-18 | 13928.3273 | -15882.1593 | 14399.2975
-17 | 13244.9435 | -15789.3318 | 14373.7529
-16 | 12599.0436 | -15697.2263 | 14348.5104
-15 | 11988.3716 | -15605.8343 | 14323.5659
-14 | 11410.8186 | -15515.1476 | 14298.9152
-13 | 10864.4125 | -15425.1582 | 14274.5543
-12 | 10347.3085 | -15335.8579 | 14250.4792
-11 | 9857.7803 | -15247.2389 | 14226.6861
-10 | 9394.2117 | -15159.2934 | 14203.171
-9 | 8955.0893 | -15072.0138 | 14179.9303
-8 | 8538.9956 | -14985.3926 | 14156.9602
-7 | 8144.602 | -14899.4222 | 14134.2569
-6 | 7770.6634 | -14814.0955 | 14111.817
-5 | 7416.012 | -14729.4052 | 14089.6369
-4 | 7079.5525 | -14645.3442 | 14067.713
-3 | 6760.2571 | -14561.9056 | 14046.042
-2 | 6457.1613 | -14479.0823 | 14024.6205
-1 | 6169.3591 | -14396.8678 | 14003.4451
0 | 5896 | -14315.2552 | 13982.5125
1 | 5636.2846 | -14234.238 | 13961.8196
2 | 5389.4617 | -14153.8097 | 13941.3631
3 | 5154.8253 | -14073.9638 | 13921.14
4 | 4931.711 | -13994.6942 | 13901.1471
5 | 4719.4943 | -13915.9946 | 13881.3814
6 | 4517.5872 | -13837.8588 | 13861.84
7 | 4325.4365 | -13760.2808 | 13842.5198
8 | 4142.5211 | -13683.2547 | 13823.4181
9 | 3968.3503 | -13606.7746 | 13804.5319
10 | 3802.4618 | -13530.8347 | 13785.8585
11 | 3644.4199 | -13455.4293 | 13767.3951
12 | 3493.8141 | -13380.5527 | 13749.1389
13 | 3350.257 | -13306.1996 | 13731.0874
14 | 3213.3833 | -13232.3642 | 13713.2377
15 | 3082.8485 | -13159.0414 | 13695.5875
16 | 2958.3272 | -13086.2257 | 13678.134
17 | 2839.5126 | -13013.912 | 13660.8748
18 | 2726.1146 | -12942.0949 | 13643.8073
19 | 2617.8595 | -12870.7696 | 13626.9292
20 | 2514.4885 | -12799.9308 | 13610.2381
21 | 2415.7571 | -12729.5737 | 13593.7315
22 | 2321.4341 | -12659.6934 | 13577.4071
23 | 2231.3011 | -12590.2849 | 13561.2626
24 | 2145.1513 | -12521.3437 | 13545.2957
25 | 2062.7891 | -12452.8649 | 13529.5042
26 | 1984.0295 | -12384.8439 | 13513.8859
27 | 1908.6974 | -12317.2762 | 13498.4387
28 | 1836.6268 | -12250.1572 | 13483.1603
29 | 1767.6606 | -12183.4824 | 13468.0486
30 | 1701.6502 | -12117.2476 | 13453.1017
31 | 1638.4545 | -12051.4483 | 13438.3174
32 | 1577.9398 | -11986.0802 | 13423.6937
33 | 1519.9795 | -11921.1392 | 13409.2287
34 | 1464.4536 | -11856.6211 | 13394.9203
35 | 1411.2479 | -11792.5217 | 13380.7666
36 | 1360.2546 | -11728.8369 | 13366.7658
37 | 1311.3709 | -11665.5629 | 13352.9159
38 | 1264.4995 | -11602.6955 | 13339.2151
39 | 1219.5481 | -11540.231 | 13325.6616
40 | 1176.4288 | -11478.1654 | 13312.2535
41 | 1135.0583 | -11416.4949 | 13298.9892
42 | 1095.3573 | -11355.2158 | 13285.8667
43 | 1057.2506 | -11294.3244 | 13272.8845
44 | 1020.6667 | -11233.817 | 13260.0409
45 | 985.5375 | -11173.6899 | 13247.3341
46 | 951.7984 | -11113.9396 | 13234.7624
47 | 919.3878 | -11054.5626 | 13222.3244
48 | 888.2473 | -10995.5554 | 13210.0183
49 | 858.321 | -10936.9145 | 13197.8425
50 | 829.5561 | -10878.6365 | 13185.7956
51 | 801.902 | -10820.7181 | 13173.876
52 | 775.3106 | -10763.1559 | 13162.0821
53 | 749.7363 | -10705.9468 | 13150.4124
54 | 725.1355 | -10649.0874 | 13138.8656
55 | 701.4665 | -10592.5745 | 13127.44
56 | 678.6898 | -10536.405 | 13116.1344
57 | 656.7677 | -10480.5758 | 13104.9472
58 | 635.6641 | -10425.0838 | 13093.877
59 | 615.3449 | -10369.9259 | 13082.9226
60 | 595.7771 | -10315.0991 | 13072.0825
61 | 576.9297 | -10260.6005 | 13061.3554
62 | 558.7728 | -10206.4271 | 13050.7399
63 | 541.278 | -10152.576 | 13040.2348
64 | 524.4182 | -10099.0444 | 13029.8387
65 | 508.1674 | -10045.8294 | 13019.5505
66 | 492.5009 | -9992.9282 | 13009.3688
67 | 477.3951 | -9940.338 | 12999.2924
68 | 462.8273 | -9888.0562 | 12989.3201
69 | 448.776 | -9836.08 | 12979.4507
70 | 435.2206 | -9784.4067 | 12969.683
71 | 422.1414 | -9733.0337 | 12960.0158
72 | 409.5194 | -9681.9584 | 12950.448
73 | 397.3367 | -9631.1781 | 12940.9784
74 | 385.5761 | -9580.6905 | 12931.6059
75 | 374.2211 | -9530.4929 | 12922.3294
76 | 363.2558 | -9480.5828 | 12913.1478
77 | 352.6652 | -9430.9578 | 12904.06
78 | 342.4348 | -9381.6154 | 12895.065
79 | 332.5508 | -9332.5533 | 12886.1616
80 | 323 | -9283.769 | 12877.3489
81 | 313.7696 | -9235.2603 | 12868.6259
82 | 304.8475 | -9187.0247 | 12859.9914
83 | 296.2221 | -9139.06 | 12851.4446
84 | 287.8822 | -9091.3638 | 12842.9844
85 | 279.8171 | -9043.934 | 12834.6098
86 | 272.0166 | -8996.7684 | 12826.32
87 | 264.4708 | -8949.8647 | 12818.1138
88 | 257.1704 | -8903.2207 | 12809.9905
89 | 250.1062 | -8856.8343 | 12801.9491
90 | 243.2697 | -8810.7034 | 12793.9887
91 | 236.6525 | -8764.8258 | 12786.1083
92 | 230.2467 | -8719.1995 | 12778.3071
93 | 224.0445 | -8673.8224 | 12770.5843
94 | 218.0387 | -8628.6926 | 12762.9388
95 | 212.2221 | -8583.8079 | 12755.37
96 | 206.5881 | -8539.1663 | 12747.8768
97 | 201.1302 | -8494.766 | 12740.4586
98 | 195.842 | -8450.605 | 12733.1145
99 | 190.7175 | -8406.6812 | 12725.8436
100 | 185.7511 | -8362.9929 | 12718.6452
101 | 180.9372 | -8319.5381 | 12711.5185
102 | 176.2704 | -8276.315 | 12704.4626
103 | 171.7457 | -8233.3217 | 12697.4769
104 | 167.3581 | -8190.5564 | 12690.5605
105 | 163.1029 | -8148.0173 | 12683.7128
106 | 158.9756 | -8105.7026 | 12676.9329
107 | 154.9717 | -8063.6105 | 12670.2201
108 | 151.0871 | -8021.7393 | 12663.5737
109 | 147.3177 | -7980.0872 | 12656.993
110 | 143.6596 | -7938.6525 | 12650.4772
111 | 140.1092 | -7897.4335 | 12644.0258
112 | 136.6627 | -7856.4286 | 12637.6379
113 | 133.3167 | -7815.636 | 12631.3129
114 | 130.0679 | -7775.0542 | 12625.0501
115 | 126.913 | -7734.6815 | 12618.8489
116 | 123.849 | -7694.5163 | 12612.7086
117 | 120.8728 | -7654.557 | 12606.6286
118 | 117.9816 | -7614.802 | 12600.6081
119 | 115.1726 | -7575.2498 | 12594.6467
120 | 112.4431 | -7535.8987 | 12588.7436
121 | 109.7906 | -7496.7473 | 12582.8983
122 | 107.2126 | -7457.7941 | 12577.11
123 | 104.7067 | -7419.0376 | 12571.3783
124 | 102.2705 | -7380.4762 | 12565.7026
125 | 99.9019 | -7342.1086 | 12560.0821
126 | 97.5988 | -7303.9331 | 12554.5164
127 | 95.359 | -7265.9485 | 12549.005
128 | 93.1805 | -7228.1533 | 12543.5471
129 | 91.0615 | -7190.546 | 12538.1423
130 | 89 | -7153.1253 | 12532.7899
131 | 86.9943 | -7115.8898 | 12527.4896
132 | 85.0427 | -7078.8381 | 12522.2406
133 | 83.1434 | -7041.9688 | 12517.0426
134 | 81.2949 | -7005.2807 | 12511.8948
135 | 79.4957 | -6968.7723 | 12506.797
136 | 77.7441 | -6932.4424 | 12501.7484
137 | 76.0388 | -6896.2896 | 12496.7486
138 | 74.3783 | -6860.3127 | 12491.7971
139 | 72.7613 | -6824.5104 | 12486.8935
140 | 71.1865 | -6788.8814 | 12482.0371
141 | 69.6527 | -6753.4245 | 12477.2276
142 | 68.1585 | -6718.1383 | 12472.4644
143 | 66.7028 | -6683.0218 | 12467.7471
144 | 65.2846 | -6648.0736 | 12463.0752
145 | 63.9026 | -6613.2926 | 12458.4483
146 | 62.5558 | -6578.6775 | 12453.8658
147 | 61.2432 | -6544.2272 | 12449.3273
148 | 59.9637 | -6509.9405 | 12444.8325
149 | 58.7165 | -6475.8163 | 12440.3807
150 | 57.5005 | -6441.8533 | 12435.9717
151 | 56.3149 | -6408.0505 | 12431.6049
152 | 55.1588 | -6374.4067 | 12427.28
153 | 54.0314 | -6340.9208 | 12422.9965
154 | 52.9318 | -6307.5917 | 12418.754
155 | 51.8592 | -6274.4183 | 12414.5521
156 | 50.8129 | -6241.3994 | 12410.3904
157 | 49.7921 | -6208.5341 | 12406.2685
158 | 48.7962 | -6175.8213 | 12402.1859
159 | 47.8243 | -6143.2598 | 12398.1423
160 | 46.8759 | -6110.8487 | 12394.1374
161 | 45.9503 | -6078.5869 | 12390.1706
162 | 45.0468 | -6046.4734 | 12386.2417
163 | 44.1649 | -6014.5071 | 12382.3502
164 | 43.3039 | -5982.6871 | 12378.4959
165 | 42.4633 | -5951.0124 | 12374.6782
166 | 41.6425 | -5919.4818 | 12370.8969
167 | 40.841 | -5888.0946 | 12367.1516
168 | 40.0582 | -5856.8497 | 12363.4419
169 | 39.2937 | -5825.7461 | 12359.7675
170 | 38.5469 | -5794.7828 | 12356.128
171 | 37.8174 | -5763.959 | 12352.5232
172 | 37.1047 | -5733.2737 | 12348.9526
173 | 36.4084 | -5702.7259 | 12345.4159
174 | 35.728 | -5672.3148 | 12341.9128
175 | 35.0631 | -5642.0394 | 12338.443
176 | 34.4132 | -5611.8988 | 12335.0061
177 | 33.7781 | -5581.8921 | 12331.6018
178 | 33.1573 | -5552.0184 | 12328.2298
179 | 32.5504 | -5522.2769 | 12324.8898
180 | 31.9571 | -5492.6667 | 12321.5815
181 | 31.377 | -5463.1868 | 12318.3045
182 | 30.8098 | -5433.8365 | 12315.0586
183 | 30.2552 | -5404.6148 | 12311.8434
184 | 29.7127 | -5375.5211 | 12308.6587
185 | 29.1822 | -5346.5543 | 12305.5042
186 | 28.6633 | -5317.7137 | 12302.3796
187 | 28.1557 | -5288.9984 | 12299.2845
188 | 27.6591 | -5260.4077 | 12296.2187
189 | 27.1732 | -5231.9407 | 12293.182
190 | 26.6979 | -5203.5966 | 12290.174
191 | 26.2327 | -5175.3747 | 12287.1945
192 | 25.7775 | -5147.2741 | 12284.2432
193 | 25.332 | -5119.2941 | 12281.3198
194 | 24.896 | -5091.4339 | 12278.4241
195 | 24.4692 | -5063.6927 | 12275.5558
196 | 24.0514 | -5036.0697 | 12272.7146
197 | 23.6424 | -5008.5643 | 12269.9003
198 | 23.242 | -4981.1756 | 12267.1126
199 | 22.8499 | -4953.9029 | 12264.3513
200 | 22.4659 | -4926.7456 | 12261.6161
201 | 22.09 | -4899.7027 | 12258.9068
202 | 21.7218 | -4872.7737 | 12256.2231
203 | 21.3611 | -4845.9579 | 12253.5648
204 | 21.0079 | -4819.2544 | 12250.9317
205 | 20.6619 | -4792.6626 | 12248.3234
206 | 20.3229 | -4766.1818 | 12245.7399
207 | 19.9908 | -4739.8113 | 12243.1808
208 | 19.6654 | -4713.5504 | 12240.6459
209 | 19.3466 | -4687.3984 | 12238.135
210 | 19.0341 | -4661.3548 | 12235.6479

## 2) Output- DYNertia Cal. File
Output - DYNertia3 Calibration File (Data used from Input sheet)
When used in practice NTC sensors need a 'bias' resistor (also known as 'pull-up') to create a voltage divider circuit.
This divider circuit makes sure a voltage is available for the control unit to measure (microprocessors can only directly measure voltage and not resistance), i.e. it converts the changing sensor resistance into a changing voltage.
Normally for common automotive sensors a bias resistor value between 1KΩ (1000 ohms) and 5KΩ (5000 ohms) is used. Too low a value resistor and the current flowing through the sensor will cause internal heating and incorrect readings.
To utilise the calibration table below in DYNertia3- Highlight the 2 columns (excluding the headers) showing voltage and temperature data, copy and paste into a new worksheet then under excels 'File' menu choose to 'Save As' a 'CSV.' file type and save into the "Custom Cal" folder within your "DYNertia3 Run Files" program folder.
Hint: You need to copy the whole voltage range. Any blank cells (0mV and 5000 mV) must be manually entered when saved.
Enter your circuits data here-
Hint: With DYNertia3 the supply voltage is 5V and there is an internal 1000Ω bias resistor (Pullup) that is connected with the input 'Pullup' option switch.
Voltage to sensor (V): | 5
Bias resistor value (Ω): | 1000
Pullup Select- Internally connects a 1KΩ Bias resistor between the input terminal and internal 5V supply. You can still wire an alternative external resistor if desired.
Principle of sensing temperature changes |  |  | Connecting sensor to DYNertia3 dyno controller (internal Bias resistor selected)
Voltage at Sensor (mV) | Temperature (°C) for Voltage
0 |  | 0
1 | 858.8664 | 0.20004
2 | 666.9113 | 0.40016
3 | 582.2271 | 0.60036
4 | 530.865 | 0.80064
5 | 495.0855 | 1.001
6 | 468.1274 | 1.2014
7 | 446.7618 | 1.402
8 | 429.2188 | 1.6026
9 | 414.4333 | 1.8032
10 | 401.7194 | 2.004
11 | 390.6116 | 2.2049
12 | 380.7809 | 2.4058
13 | 371.987 | 2.6068
14 | 364.0497 | 2.8079
15 | 356.8303 | 3.009
16 | 350.2204 | 3.2103
17 | 344.1337 | 3.4116
18 | 338.5001 | 3.613
19 | 333.2626 | 3.8145
20 | 328.3737 | 4.0161
21 | 323.7939 | 4.2177
22 | 319.4897 | 4.4194
23 | 315.4326 | 4.6213
24 | 311.5982 | 4.8232
25 | 307.9654 | 5.0251
26 | 304.5158 | 5.2272
27 | 301.2334 | 5.4293
28 | 298.1041 | 5.6315
29 | 295.1155 | 5.8338
30 | 292.2565 | 6.0362
31 | 289.5174 | 6.2387
32 | 286.8893 | 6.4412
33 | 284.3643 | 6.6438
34 | 281.9353 | 6.8466
35 | 279.596 | 7.0493
36 | 277.3405 | 7.2522
37 | 275.1634 | 7.4552
38 | 273.06 | 7.6582
39 | 271.026 | 7.8613
40 | 269.0571 | 8.0645
41 | 267.1498 | 8.2678
42 | 265.3006 | 8.4712
43 | 263.5064 | 8.6746
44 | 261.7642 | 8.8781
45 | 260.0715 | 9.0817
46 | 258.4256 | 9.2854
47 | 256.8244 | 9.4892
48 | 255.2655 | 9.6931
49 | 253.7471 | 9.897
50 | 252.2673 | 10.101
51 | 250.8242 | 10.3051
52 | 249.4164 | 10.5093
53 | 248.0421 | 10.7136
54 | 246.7001 | 10.9179
55 | 245.3889 | 11.1223
56 | 244.1073 | 11.3269
57 | 242.8541 | 11.5315
58 | 241.6281 | 11.7361
59 | 240.4283 | 11.9409
60 | 239.2536 | 12.1457
61 | 238.1033 | 12.3507
62 | 236.9762 | 12.5557
63 | 235.8716 | 12.7608
64 | 234.7887 | 12.966
65 | 233.7267 | 13.1712
66 | 232.6849 | 13.3766
67 | 231.6625 | 13.582
68 | 230.659 | 13.7875
69 | 229.6737 | 13.9931
70 | 228.706 | 14.1988
71 | 227.7553 | 14.4045
72 | 226.8212 | 14.6104
73 | 225.903 | 14.8163
74 | 225.0002 | 15.0223
75 | 224.1125 | 15.2284
76 | 223.2394 | 15.4346
77 | 222.3803 | 15.6409
78 | 221.535 | 15.8472
79 | 220.703 | 16.0536
80 | 219.8839 | 16.2602
81 | 219.0774 | 16.4668
82 | 218.2831 | 16.6734
83 | 217.5007 | 16.8802
84 | 216.7298 | 17.0871
85 | 215.9702 | 17.294
86 | 215.2216 | 17.501
87 | 214.4835 | 17.7081
88 | 213.7559 | 17.9153
89 | 213.0384 | 18.1226
90 | 212.3308 | 18.3299
91 | 211.6328 | 18.5374
92 | 210.9441 | 18.7449
93 | 210.2646 | 18.9525
94 | 209.594 | 19.1602
95 | 208.9322 | 19.368
96 | 208.2788 | 19.5759
97 | 207.6337 | 19.7838
98 | 206.9968 | 19.9918
99 | 206.3677 | 20.2
100 | 205.7465 | 20.4082
101 | 205.1328 | 20.6165
102 | 204.5265 | 20.8248
103 | 203.9274 | 21.0333
104 | 203.3354 | 21.2418
105 | 202.7503 | 21.4505
106 | 202.172 | 21.6592
107 | 201.6004 | 21.868
108 | 201.0352 | 22.0769
109 | 200.4764 | 22.2858
110 | 199.9239 | 22.4949
111 | 199.3774 | 22.704
112 | 198.8369 | 22.9133
113 | 198.3023 | 23.1226
114 | 197.7734 | 23.332
115 | 197.2501 | 23.5415
116 | 196.7323 | 23.751
117 | 196.22 | 23.9607
118 | 195.713 | 24.1704
119 | 195.2111 | 24.3802
120 | 194.7144 | 24.5902
121 | 194.2227 | 24.8002
122 | 193.7359 | 25.0103
123 | 193.2539 | 25.2204
124 | 192.7767 | 25.4307
125 | 192.3041 | 25.641
126 | 191.8361 | 25.8515
127 | 191.3726 | 26.062
128 | 190.9135 | 26.2726
129 | 190.4587 | 26.4833
130 | 190.0081 | 26.694
131 | 189.5618 | 26.9049
132 | 189.1196 | 27.1159
133 | 188.6814 | 27.3269
134 | 188.2472 | 27.538
135 | 187.8168 | 27.7492
136 | 187.3904 | 27.9605
137 | 186.9677 | 28.1719
138 | 186.5487 | 28.3834
139 | 186.1334 | 28.5949
140 | 185.7217 | 28.8066
141 | 185.3135 | 29.0183
142 | 184.9088 | 29.2301
143 | 184.5075 | 29.442
144 | 184.1096 | 29.654
145 | 183.715 | 29.8661
146 | 183.3237 | 30.0783
147 | 182.9356 | 30.2905
148 | 182.5507 | 30.5029
149 | 182.1688 | 30.7153
150 | 181.7901 | 30.9278
151 | 181.4144 | 31.1404
152 | 181.0417 | 31.3531
153 | 180.6719 | 31.5659
154 | 180.3051 | 31.7788
155 | 179.941 | 31.9917
156 | 179.5798 | 32.2048
157 | 179.2214 | 32.4179
158 | 178.8657 | 32.6311
159 | 178.5127 | 32.8445
160 | 178.1623 | 33.0579
161 | 177.8146 | 33.2713
162 | 177.4695 | 33.4849
163 | 177.1269 | 33.6986
164 | 176.7868 | 33.9123
165 | 176.4492 | 34.1262
166 | 176.114 | 34.3401
167 | 175.7813 | 34.5541
168 | 175.4509 | 34.7682
169 | 175.1229 | 34.9824
170 | 174.7972 | 35.1967
171 | 174.4738 | 35.4111
172 | 174.1526 | 35.6255
173 | 173.8337 | 35.8401
174 | 173.5169 | 36.0547
175 | 173.2024 | 36.2694
176 | 172.8899 | 36.4842
177 | 172.5796 | 36.6991
178 | 172.2714 | 36.9141
179 | 171.9652 | 37.1292
180 | 171.6611 | 37.3444
181 | 171.359 | 37.5597
182 | 171.0589 | 37.775
183 | 170.7607 | 37.9905
184 | 170.4645 | 38.206
185 | 170.1701 | 38.4216
186 | 169.8777 | 38.6373
187 | 169.5872 | 38.8531
188 | 169.2984 | 39.069
189 | 169.0116 | 39.285
190 | 168.7265 | 39.501
191 | 168.4432 | 39.7172
192 | 168.1616 | 39.9334
193 | 167.8818 | 40.1498
194 | 167.6037 | 40.3662
195 | 167.3273 | 40.5827
196 | 167.0526 | 40.7993
197 | 166.7796 | 41.016
198 | 166.5082 | 41.2328
199 | 166.2384 | 41.4497
200 | 165.9702 | 41.6667
201 | 165.7037 | 41.8837
202 | 165.4386 | 42.1009
203 | 165.1752 | 42.3181
204 | 164.9133 | 42.5354
205 | 164.6528 | 42.7529
206 | 164.3939 | 42.9704
207 | 164.1365 | 43.188
208 | 163.8806 | 43.4057
209 | 163.6261 | 43.6235
210 | 163.373 | 43.8413
211 | 163.1214 | 44.0593
212 | 162.8711 | 44.2774
213 | 162.6223 | 44.4955
214 | 162.3749 | 44.7137
215 | 162.1288 | 44.9321
216 | 161.884 | 45.1505
217 | 161.6406 | 45.369
218 | 161.3985 | 45.5876
219 | 161.1578 | 45.8063
220 | 160.9183 | 46.0251
221 | 160.6801 | 46.244
222 | 160.4432 | 46.463
223 | 160.2075 | 46.682
224 | 159.9731 | 46.9012
225 | 159.7399 | 47.1204
226 | 159.5079 | 47.3398
227 | 159.2771 | 47.5592
228 | 159.0475 | 47.7787
229 | 158.8192 | 47.9983
230 | 158.5919 | 48.218
231 | 158.3659 | 48.4378
232 | 158.141 | 48.6577
233 | 157.9172 | 48.8777
234 | 157.6946 | 49.0978
235 | 157.4731 | 49.3179
236 | 157.2526 | 49.5382
237 | 157.0333 | 49.7586
238 | 156.8151 | 49.979
239 | 156.5979 | 50.1995
240 | 156.3818 | 50.4202
241 | 156.1668 | 50.6409
242 | 155.9528 | 50.8617
243 | 155.7398 | 51.0826
244 | 155.5279 | 51.3036
245 | 155.317 | 51.5247
246 | 155.1071 | 51.7459
247 | 154.8982 | 51.9672
248 | 154.6903 | 52.1886
249 | 154.4834 | 52.41
250 | 154.2774 | 52.6316
251 | 154.0724 | 52.8532
252 | 153.8683 | 53.075
253 | 153.6653 | 53.2968
254 | 153.4631 | 53.5188
255 | 153.2619 | 53.7408
256 | 153.0616 | 53.9629
257 | 152.8622 | 54.1851
258 | 152.6637 | 54.4074
259 | 152.4661 | 54.6298
260 | 152.2694 | 54.8523
261 | 152.0736 | 55.0749
262 | 151.8786 | 55.2976
263 | 151.6846 | 55.5204
264 | 151.4914 | 55.7432
265 | 151.299 | 55.9662
266 | 151.1075 | 56.1893
267 | 150.9168 | 56.4124
268 | 150.727 | 56.6357
269 | 150.5379 | 56.859
270 | 150.3497 | 57.0825
271 | 150.1624 | 57.306
272 | 149.9758 | 57.5296
273 | 149.79 | 57.7533
274 | 149.605 | 57.9771
275 | 149.4208 | 58.2011
276 | 149.2374 | 58.4251
277 | 149.0547 | 58.6492
278 | 148.8728 | 58.8734
279 | 148.6917 | 59.0976
280 | 148.5113 | 59.322
281 | 148.3317 | 59.5465
282 | 148.1528 | 59.7711
283 | 147.9746 | 59.9958
284 | 147.7972 | 60.2205
285 | 147.6205 | 60.4454
286 | 147.4446 | 60.6703
287 | 147.2693 | 60.8954
288 | 147.0947 | 61.1205
289 | 146.9209 | 61.3458
290 | 146.7477 | 61.5711
291 | 146.5753 | 61.7966
292 | 146.4035 | 62.0221
293 | 146.2324 | 62.2477
294 | 146.062 | 62.4734
295 | 145.8922 | 62.6993
296 | 145.7232 | 62.9252
297 | 145.5547 | 63.1512
298 | 145.387 | 63.3773
299 | 145.2199 | 63.6035
300 | 145.0534 | 63.8298
301 | 144.8876 | 64.0562
302 | 144.7224 | 64.2827
303 | 144.5578 | 64.5093
304 | 144.3939 | 64.7359
305 | 144.2306 | 64.9627
306 | 144.0679 | 65.1896
307 | 143.9058 | 65.4166
308 | 143.7444 | 65.6436
309 | 143.5835 | 65.8708
310 | 143.4232 | 66.0981
311 | 143.2636 | 66.3254
312 | 143.1045 | 66.5529
313 | 142.946 | 66.7805
314 | 142.7881 | 67.0081
315 | 142.6308 | 67.2359
316 | 142.4741 | 67.4637
317 | 142.3179 | 67.6917
318 | 142.1623 | 67.9197
319 | 142.0072 | 68.1478
320 | 141.8527 | 68.3761
321 | 141.6988 | 68.6044
322 | 141.5454 | 68.8328
323 | 141.3926 | 69.0614
324 | 141.2403 | 69.29
325 | 141.0886 | 69.5187
326 | 140.9374 | 69.7475
327 | 140.7867 | 69.9765
328 | 140.6366 | 70.2055
329 | 140.4869 | 70.4346
330 | 140.3378 | 70.6638
331 | 140.1893 | 70.8931
332 | 140.0412 | 71.1225
333 | 139.8936 | 71.352
334 | 139.7466 | 71.5817
335 | 139.6001 | 71.8114
336 | 139.454 | 72.0412
337 | 139.3085 | 72.2711
338 | 139.1634 | 72.5011
339 | 139.0189 | 72.7312
340 | 138.8748 | 72.9614
341 | 138.7312 | 73.1917
342 | 138.5882 | 73.4221
343 | 138.4455 | 73.6526
344 | 138.3034 | 73.8832
345 | 138.1617 | 74.1139
346 | 138.0205 | 74.3446
347 | 137.8798 | 74.5755
348 | 137.7395 | 74.8065
349 | 137.5997 | 75.0376
350 | 137.4604 | 75.2688
351 | 137.3215 | 75.5001
352 | 137.183 | 75.7315
353 | 137.0451 | 75.963
354 | 136.9075 | 76.1946
355 | 136.7704 | 76.4263
356 | 136.6337 | 76.6581
357 | 136.4975 | 76.8899
358 | 136.3617 | 77.1219
359 | 136.2264 | 77.354
360 | 136.0915 | 77.5862
361 | 135.957 | 77.8185
362 | 135.8229 | 78.0509
363 | 135.6892 | 78.2834
364 | 135.556 | 78.516
365 | 135.4232 | 78.7487
366 | 135.2908 | 78.9814
367 | 135.1588 | 79.2143
368 | 135.0272 | 79.4473
369 | 134.8961 | 79.6804
370 | 134.7653 | 79.9136
371 | 134.6349 | 80.1469
372 | 134.505 | 80.3803
373 | 134.3754 | 80.6138
374 | 134.2462 | 80.8474
375 | 134.1175 | 81.0811
376 | 133.9891 | 81.3149
377 | 133.8611 | 81.5488
378 | 133.7334 | 81.7828
379 | 133.6062 | 82.0169
380 | 133.4794 | 82.2511
381 | 133.3529 | 82.4854
382 | 133.2268 | 82.7198
383 | 133.1011 | 82.9543
384 | 132.9757 | 83.1889
385 | 132.8508 | 83.4236
386 | 132.7261 | 83.6584
387 | 132.6019 | 83.8933
388 | 132.478 | 84.1284
389 | 132.3545 | 84.3635
390 | 132.2313 | 84.5987
391 | 132.1085 | 84.834
392 | 131.9861 | 85.0694
393 | 131.864 | 85.305
394 | 131.7423 | 85.5406
395 | 131.6209 | 85.7763
396 | 131.4998 | 86.0122
397 | 131.3791 | 86.2481
398 | 131.2588 | 86.4841
399 | 131.1388 | 86.7203
400 | 131.0191 | 86.9565
401 | 130.8998 | 87.1929
402 | 130.7808 | 87.4293
403 | 130.6621 | 87.6659
404 | 130.5438 | 87.9025
405 | 130.4258 | 88.1393
406 | 130.3081 | 88.3761
407 | 130.1908 | 88.6131
408 | 130.0738 | 88.8502
409 | 129.9571 | 89.0873
410 | 129.8407 | 89.3246
411 | 129.7246 | 89.562
412 | 129.6089 | 89.7995
413 | 129.4935 | 90.0371
414 | 129.3784 | 90.2747
415 | 129.2636 | 90.5125
416 | 129.1491 | 90.7504
417 | 129.035 | 90.9884
418 | 128.9211 | 91.2265
419 | 128.8075 | 91.4647
420 | 128.6943 | 91.7031
421 | 128.5814 | 91.9415
422 | 128.4687 | 92.18
423 | 128.3564 | 92.4186
424 | 128.2443 | 92.6573
425 | 128.1326 | 92.8962
426 | 128.0211 | 93.1351
427 | 127.91 | 93.3742
428 | 127.7991 | 93.6133
429 | 127.6885 | 93.8525
430 | 127.5783 | 94.0919
431 | 127.4683 | 94.3314
432 | 127.3585 | 94.5709
433 | 127.2491 | 94.8106
434 | 127.14 | 95.0504
435 | 127.0311 | 95.2903
436 | 126.9225 | 95.5302
437 | 126.8142 | 95.7703
438 | 126.7062 | 96.0105
439 | 126.5985 | 96.2508
440 | 126.491 | 96.4912
441 | 126.3838 | 96.7317
442 | 126.2769 | 96.9724
443 | 126.1702 | 97.2131
444 | 126.0638 | 97.4539
445 | 125.9577 | 97.6948
446 | 125.8519 | 97.9359
447 | 125.7463 | 98.177
448 | 125.641 | 98.4183
449 | 125.5359 | 98.6596
450 | 125.4311 | 98.9011
451 | 125.3266 | 99.1427
452 | 125.2223 | 99.3843
453 | 125.1183 | 99.6261
454 | 125.0145 | 99.868
455 | 124.911 | 100.11
456 | 124.8078 | 100.3521
457 | 124.7048 | 100.5943
458 | 124.602 | 100.8366
459 | 124.4995 | 101.0791
460 | 124.3973 | 101.3216
461 | 124.2953 | 101.5642
462 | 124.1935 | 101.807
463 | 124.092 | 102.0498
464 | 123.9907 | 102.2928
465 | 123.8897 | 102.5358
466 | 123.7889 | 102.779
467 | 123.6884 | 103.0223
468 | 123.5881 | 103.2657
469 | 123.488 | 103.5092
470 | 123.3882 | 103.7528
471 | 123.2886 | 103.9965
472 | 123.1893 | 104.2403
473 | 123.0902 | 104.4842
474 | 122.9913 | 104.7282
475 | 122.8926 | 104.9724
476 | 122.7942 | 105.2166
477 | 122.696 | 105.461
478 | 122.598 | 105.7054
479 | 122.5003 | 105.95
480 | 122.4028 | 106.1947
481 | 122.3055 | 106.4395
482 | 122.2084 | 106.6844
483 | 122.1116 | 106.9294
484 | 122.015 | 107.1745
485 | 121.9186 | 107.4197
486 | 121.8224 | 107.665
487 | 121.7265 | 107.9105
488 | 121.6307 | 108.156
489 | 121.5352 | 108.4017
490 | 121.4399 | 108.6475
491 | 121.3448 | 108.8933
492 | 121.25 | 109.1393
493 | 121.1553 | 109.3854
494 | 121.0609 | 109.6316
495 | 120.9666 | 109.8779
496 | 120.8726 | 110.1243
497 | 120.7788 | 110.3709
498 | 120.6852 | 110.6175
499 | 120.5918 | 110.8643
500 | 120.4986 | 111.1111
501 | 120.4056 | 111.3581
502 | 120.3128 | 111.6052
503 | 120.2203 | 111.8523
504 | 120.1279 | 112.0996
505 | 120.0357 | 112.3471
506 | 119.9437 | 112.5946
507 | 119.852 | 112.8422
508 | 119.7604 | 113.0899
509 | 119.669 | 113.3378
510 | 119.5779 | 113.5857
511 | 119.4869 | 113.8338
512 | 119.3961 | 114.082
513 | 119.3055 | 114.3303
514 | 119.2152 | 114.5787
515 | 119.125 | 114.8272
516 | 119.035 | 115.0758
517 | 118.9451 | 115.3246
518 | 118.8555 | 115.5734
519 | 118.7661 | 115.8224
520 | 118.6769 | 116.0714
521 | 118.5878 | 116.3206
522 | 118.499 | 116.5699
523 | 118.4103 | 116.8193
524 | 118.3218 | 117.0688
525 | 118.2335 | 117.3184
526 | 118.1454 | 117.5682
527 | 118.0574 | 117.818
528 | 117.9697 | 118.068
529 | 117.8821 | 118.318
530 | 117.7947 | 118.5682
531 | 117.7075 | 118.8185
532 | 117.6205 | 119.0689
533 | 117.5337 | 119.3195
534 | 117.447 | 119.5701
535 | 117.3605 | 119.8208
536 | 117.2742 | 120.0717
537 | 117.1881 | 120.3227
538 | 117.1021 | 120.5737
539 | 117.0163 | 120.8249
540 | 116.9307 | 121.0762
541 | 116.8453 | 121.3277
542 | 116.76 | 121.5792
543 | 116.6749 | 121.8308
544 | 116.59 | 122.0826
545 | 116.5052 | 122.3345
546 | 116.4207 | 122.5864
547 | 116.3363 | 122.8385
548 | 116.252 | 123.0907
549 | 116.1679 | 123.3431
550 | 116.084 | 123.5955
551 | 116.0003 | 123.8481
552 | 115.9167 | 124.1007
553 | 115.8333 | 124.3535
554 | 115.7501 | 124.6064
555 | 115.667 | 124.8594
556 | 115.5841 | 125.1125
557 | 115.5013 | 125.3657
558 | 115.4187 | 125.6191
559 | 115.3363 | 125.8726
560 | 115.254 | 126.1261
561 | 115.1719 | 126.3798
562 | 115.09 | 126.6336
563 | 115.0082 | 126.8875
564 | 114.9266 | 127.1416
565 | 114.8451 | 127.3957
566 | 114.7638 | 127.65
567 | 114.6826 | 127.9044
568 | 114.6016 | 128.1588
569 | 114.5207 | 128.4135
570 | 114.4401 | 128.6682
571 | 114.3595 | 128.923
572 | 114.2791 | 129.178
573 | 114.1989 | 129.433
574 | 114.1188 | 129.6882
575 | 114.0389 | 129.9435
576 | 113.9591 | 130.1989
577 | 113.8795 | 130.4544
578 | 113.8 | 130.7101
579 | 113.7207 | 130.9658
580 | 113.6415 | 131.2217
581 | 113.5624 | 131.4777
582 | 113.4835 | 131.7338
583 | 113.4048 | 131.99
584 | 113.3262 | 132.2464
585 | 113.2478 | 132.5028
586 | 113.1695 | 132.7594
587 | 113.0913 | 133.0161
588 | 113.0133 | 133.2729
589 | 112.9354 | 133.5298
590 | 112.8577 | 133.7868
591 | 112.7801 | 134.044
592 | 112.7027 | 134.3013
593 | 112.6254 | 134.5587
594 | 112.5482 | 134.8162
595 | 112.4712 | 135.0738
596 | 112.3943 | 135.3315
597 | 112.3176 | 135.5894
598 | 112.241 | 135.8473
599 | 112.1645 | 136.1054
600 | 112.0882 | 136.3636
601 | 112.012 | 136.622
602 | 111.9359 | 136.8804
603 | 111.86 | 137.139
604 | 111.7843 | 137.3976
605 | 111.7086 | 137.6564
606 | 111.6331 | 137.9153
607 | 111.5577 | 138.1744
608 | 111.4825 | 138.4335
609 | 111.4074 | 138.6928
610 | 111.3324 | 138.9522
611 | 111.2576 | 139.2117
612 | 111.1829 | 139.4713
613 | 111.1083 | 139.731
614 | 111.0338 | 139.9909
615 | 110.9595 | 140.2509
616 | 110.8853 | 140.5109
617 | 110.8113 | 140.7712
618 | 110.7374 | 141.0315
619 | 110.6636 | 141.2919
620 | 110.5899 | 141.5525
621 | 110.5163 | 141.8132
622 | 110.4429 | 142.074
623 | 110.3696 | 142.3349
624 | 110.2965 | 142.596
625 | 110.2234 | 142.8571
626 | 110.1505 | 143.1184
627 | 110.0777 | 143.3798
628 | 110.0051 | 143.6414
629 | 109.9325 | 143.903
630 | 109.8601 | 144.1648
631 | 109.7878 | 144.4266
632 | 109.7157 | 144.6886
633 | 109.6436 | 144.9508
634 | 109.5717 | 145.213
635 | 109.4999 | 145.4754
636 | 109.4282 | 145.7379
637 | 109.3567 | 146.0005
638 | 109.2852 | 146.2632
639 | 109.2139 | 146.526
640 | 109.1427 | 146.789
641 | 109.0716 | 147.0521
642 | 109.0007 | 147.3153
643 | 108.9298 | 147.5786
644 | 108.8591 | 147.8421
645 | 108.7885 | 148.1056
646 | 108.718 | 148.3693
647 | 108.6476 | 148.6331
648 | 108.5773 | 148.8971
649 | 108.5072 | 149.1611
650 | 108.4372 | 149.4253
651 | 108.3673 | 149.6896
652 | 108.2975 | 149.954
653 | 108.2278 | 150.2185
654 | 108.1582 | 150.4832
655 | 108.0887 | 150.748
656 | 108.0194 | 151.0129
657 | 107.9502 | 151.2779
658 | 107.881 | 151.5431
659 | 107.812 | 151.8083
660 | 107.7431 | 152.0737
661 | 107.6744 | 152.3392
662 | 107.6057 | 152.6049
663 | 107.5371 | 152.8706
664 | 107.4687 | 153.1365
665 | 107.4003 | 153.4025
666 | 107.3321 | 153.6687
667 | 107.264 | 153.9349
668 | 107.1959 | 154.2013
669 | 107.128 | 154.4678
670 | 107.0602 | 154.7344
671 | 106.9925 | 155.0012
672 | 106.9249 | 155.268
673 | 106.8575 | 155.535
674 | 106.7901 | 155.8021
675 | 106.7228 | 156.0694
676 | 106.6557 | 156.3367
677 | 106.5886 | 156.6042
678 | 106.5216 | 156.8718
679 | 106.4548 | 157.1396
680 | 106.3881 | 157.4074
681 | 106.3214 | 157.6754
682 | 106.2549 | 157.9435
683 | 106.1884 | 158.2117
684 | 106.1221 | 158.4801
685 | 106.0559 | 158.7486
686 | 105.9898 | 159.0172
687 | 105.9237 | 159.2859
688 | 105.8578 | 159.5547
689 | 105.792 | 159.8237
690 | 105.7263 | 160.0928
691 | 105.6607 | 160.362
692 | 105.5952 | 160.6314
693 | 105.5297 | 160.9009
694 | 105.4644 | 161.1705
695 | 105.3992 | 161.4402
696 | 105.3341 | 161.71
697 | 105.2691 | 161.98
698 | 105.2041 | 162.2501
699 | 105.1393 | 162.5203
700 | 105.0746 | 162.7907
701 | 105.01 | 163.0612
702 | 104.9454 | 163.3318
703 | 104.881 | 163.6025
704 | 104.8167 | 163.8734
705 | 104.7524 | 164.1444
706 | 104.6883 | 164.4155
707 | 104.6242 | 164.6867
708 | 104.5603 | 164.9581
709 | 104.4964 | 165.2296
710 | 104.4326 | 165.5012
711 | 104.369 | 165.7729
712 | 104.3054 | 166.0448
713 | 104.2419 | 166.3168
714 | 104.1785 | 166.5889
715 | 104.1152 | 166.8611
716 | 104.052 | 167.1335
717 | 103.9889 | 167.406
718 | 103.9259 | 167.6787
719 | 103.863 | 167.9514
720 | 103.8001 | 168.2243
721 | 103.7374 | 168.4973
722 | 103.6747 | 168.7705
723 | 103.6122 | 169.0437
724 | 103.5497 | 169.3171
725 | 103.4873 | 169.5906
726 | 103.425 | 169.8643
727 | 103.3628 | 170.1381
728 | 103.3007 | 170.412
729 | 103.2387 | 170.686
730 | 103.1768 | 170.9602
731 | 103.1149 | 171.2345
732 | 103.0532 | 171.5089
733 | 102.9915 | 171.7835
734 | 102.93 | 172.0581
735 | 102.8685 | 172.3329
736 | 102.8071 | 172.6079
737 | 102.7457 | 172.8829
738 | 102.6845 | 173.1581
739 | 102.6234 | 173.4335
740 | 102.5623 | 173.7089
741 | 102.5014 | 173.9845
742 | 102.4405 | 174.2602
743 | 102.3797 | 174.5361
744 | 102.319 | 174.812
745 | 102.2583 | 175.0881
746 | 102.1978 | 175.3644
747 | 102.1373 | 175.6407
748 | 102.077 | 175.9172
749 | 102.0167 | 176.1938
750 | 101.9565 | 176.4706
751 | 101.8963 | 176.7475
752 | 101.8363 | 177.0245
753 | 101.7764 | 177.3016
754 | 101.7165 | 177.5789
755 | 101.6567 | 177.8563
756 | 101.597 | 178.1338
757 | 101.5374 | 178.4115
758 | 101.4778 | 178.6893
759 | 101.4184 | 178.9672
760 | 101.359 | 179.2453
761 | 101.2997 | 179.5235
762 | 101.2405 | 179.8018
763 | 101.1813 | 180.0802
764 | 101.1223 | 180.3588
765 | 101.0633 | 180.6375
766 | 101.0044 | 180.9164
767 | 100.9456 | 181.1954
768 | 100.8868 | 181.4745
769 | 100.8282 | 181.7537
770 | 100.7696 | 182.0331
771 | 100.7111 | 182.3126
772 | 100.6527 | 182.5922
773 | 100.5943 | 182.872
774 | 100.5361 | 183.1519
775 | 100.4779 | 183.432
776 | 100.4198 | 183.7121
777 | 100.3617 | 183.9924
778 | 100.3038 | 184.2729
779 | 100.2459 | 184.5534
780 | 100.1881 | 184.8341
781 | 100.1304 | 185.115
782 | 100.0727 | 185.3959
783 | 100.0152 | 185.677
784 | 99.9577 | 185.9583
785 | 99.9002 | 186.2396
786 | 99.8429 | 186.5211
787 | 99.7856 | 186.8028
788 | 99.7284 | 187.0845
789 | 99.6713 | 187.3664
790 | 99.6143 | 187.6485
791 | 99.5573 | 187.9306
792 | 99.5004 | 188.2129
793 | 99.4436 | 188.4954
794 | 99.3868 | 188.7779
795 | 99.3302 | 189.0606
796 | 99.2736 | 189.3435
797 | 99.217 | 189.6265
798 | 99.1606 | 189.9096
799 | 99.1042 | 190.1928
800 | 99.0479 | 190.4762
801 | 98.9916 | 190.7597
802 | 98.9355 | 191.0434
803 | 98.8794 | 191.3271
804 | 98.8234 | 191.6111
805 | 98.7674 | 191.8951
806 | 98.7115 | 192.1793
807 | 98.6557 | 192.4636
808 | 98.6 | 192.7481
809 | 98.5443 | 193.0327
810 | 98.4887 | 193.3174
811 | 98.4332 | 193.6023
812 | 98.3777 | 193.8873
813 | 98.3224 | 194.1724
814 | 98.267 | 194.4577
815 | 98.2118 | 194.7431
816 | 98.1566 | 195.0287
817 | 98.1015 | 195.3144
818 | 98.0465 | 195.6002
819 | 97.9915 | 195.8862
820 | 97.9366 | 196.1722
821 | 97.8818 | 196.4585
822 | 97.827 | 196.7449
823 | 97.7723 | 197.0314
824 | 97.7177 | 197.318
825 | 97.6631 | 197.6048
826 | 97.6086 | 197.8917
827 | 97.5542 | 198.1788
828 | 97.4999 | 198.466
829 | 97.4456 | 198.7533
830 | 97.3913 | 199.0408
831 | 97.3372 | 199.3284
832 | 97.2831 | 199.6161
833 | 97.2291 | 199.904
834 | 97.1751 | 200.192
835 | 97.1212 | 200.4802
836 | 97.0674 | 200.7685
837 | 97.0136 | 201.0569
838 | 96.9599 | 201.3455
839 | 96.9063 | 201.6342
840 | 96.8527 | 201.9231
841 | 96.7992 | 202.2121
842 | 96.7458 | 202.5012
843 | 96.6924 | 202.7905
844 | 96.6391 | 203.0799
845 | 96.5859 | 203.3694
846 | 96.5327 | 203.6591
847 | 96.4796 | 203.949
848 | 96.4265 | 204.2389
849 | 96.3736 | 204.529
850 | 96.3206 | 204.8193
851 | 96.2678 | 205.1097
852 | 96.215 | 205.4002
853 | 96.1622 | 205.6909
854 | 96.1096 | 205.9817
855 | 96.057 | 206.2726
856 | 96.0044 | 206.5637
857 | 95.9519 | 206.8549
858 | 95.8995 | 207.1463
859 | 95.8471 | 207.4378
860 | 95.7948 | 207.7295
861 | 95.7426 | 208.0213
862 | 95.6904 | 208.3132
863 | 95.6383 | 208.6053
864 | 95.5863 | 208.8975
865 | 95.5343 | 209.1898
866 | 95.4823 | 209.4823
867 | 95.4305 | 209.775
868 | 95.3786 | 210.0678
869 | 95.3269 | 210.3607
870 | 95.2752 | 210.6538
871 | 95.2236 | 210.947
872 | 95.172 | 211.2403
873 | 95.1205 | 211.5338
874 | 95.069 | 211.8274
875 | 95.0176 | 212.1212
876 | 94.9663 | 212.4151
877 | 94.915 | 212.7092
878 | 94.8638 | 213.0034
879 | 94.8127 | 213.2977
880 | 94.7616 | 213.5922
881 | 94.7105 | 213.8869
882 | 94.6595 | 214.1816
883 | 94.6086 | 214.4766
884 | 94.5577 | 214.7716
885 | 94.5069 | 215.0668
886 | 94.4562 | 215.3622
887 | 94.4055 | 215.6577
888 | 94.3549 | 215.9533
889 | 94.3043 | 216.2491
890 | 94.2538 | 216.545
891 | 94.2033 | 216.8411
892 | 94.1529 | 217.1373
893 | 94.1025 | 217.4336
894 | 94.0522 | 217.7302
895 | 94.002 | 218.0268
896 | 93.9518 | 218.3236
897 | 93.9017 | 218.6205
898 | 93.8516 | 218.9176
899 | 93.8016 | 219.2148
900 | 93.7517 | 219.5122
901 | 93.7018 | 219.8097
902 | 93.6519 | 220.1074
903 | 93.6021 | 220.4052
904 | 93.5524 | 220.7031
905 | 93.5027 | 221.0012
906 | 93.4531 | 221.2995
907 | 93.4035 | 221.5978
908 | 93.354 | 221.8964
909 | 93.3045 | 222.1951
910 | 93.2551 | 222.4939
911 | 93.2058 | 222.7929
912 | 93.1565 | 223.092
913 | 93.1072 | 223.3912
914 | 93.058 | 223.6907
915 | 93.0089 | 223.9902
916 | 92.9598 | 224.2899
917 | 92.9108 | 224.5898
918 | 92.8618 | 224.8898
919 | 92.8129 | 225.1899
920 | 92.764 | 225.4902
921 | 92.7152 | 225.7906
922 | 92.6664 | 226.0912
923 | 92.6177 | 226.392
924 | 92.569 | 226.6928
925 | 92.5204 | 226.9939
926 | 92.4719 | 227.295
927 | 92.4234 | 227.5964
928 | 92.3749 | 227.8978
929 | 92.3265 | 228.1995
930 | 92.2782 | 228.5012
931 | 92.2299 | 228.8031
932 | 92.1816 | 229.1052
933 | 92.1334 | 229.4074
934 | 92.0853 | 229.7098
935 | 92.0372 | 230.0123
936 | 91.9892 | 230.315
937 | 91.9412 | 230.6178
938 | 91.8932 | 230.9207
939 | 91.8453 | 231.2238
940 | 91.7975 | 231.5271
941 | 91.7497 | 231.8305
942 | 91.702 | 232.1341
943 | 91.6543 | 232.4378
944 | 91.6067 | 232.7416
945 | 91.5591 | 233.0456
946 | 91.5115 | 233.3498
947 | 91.464 | 233.6541
948 | 91.4166 | 233.9585
949 | 91.3692 | 234.2631
950 | 91.3219 | 234.5679
951 | 91.2746 | 234.8728
952 | 91.2273 | 235.1779
953 | 91.1802 | 235.4831
954 | 91.133 | 235.7884
955 | 91.0859 | 236.0939
956 | 91.0389 | 236.3996
957 | 90.9919 | 236.7054
958 | 90.9449 | 237.0114
959 | 90.898 | 237.3175
960 | 90.8512 | 237.6238
961 | 90.8044 | 237.9302
962 | 90.7576 | 238.2368
963 | 90.7109 | 238.5435
964 | 90.6642 | 238.8503
965 | 90.6176 | 239.1574
966 | 90.5711 | 239.4646
967 | 90.5245 | 239.7719
968 | 90.4781 | 240.0794
969 | 90.4316 | 240.387
970 | 90.3853 | 240.6948
971 | 90.3389 | 241.0027
972 | 90.2927 | 241.3108
973 | 90.2464 | 241.6191
974 | 90.2002 | 241.9275
975 | 90.1541 | 242.236
976 | 90.108 | 242.5447
977 | 90.0619 | 242.8536
978 | 90.0159 | 243.1626
979 | 89.97 | 243.4718
980 | 89.9241 | 243.7811
981 | 89.8782 | 244.0906
982 | 89.8324 | 244.4002
983 | 89.7866 | 244.71
984 | 89.7409 | 245.0199
985 | 89.6952 | 245.33
986 | 89.6495 | 245.6403
987 | 89.6039 | 245.9507
988 | 89.5584 | 246.2612
989 | 89.5129 | 246.5719
990 | 89.4674 | 246.8828
991 | 89.422 | 247.1938
992 | 89.3766 | 247.505
993 | 89.3313 | 247.8163
994 | 89.286 | 248.1278
995 | 89.2408 | 248.4395
996 | 89.1956 | 248.7512
997 | 89.1505 | 249.0632
998 | 89.1054 | 249.3753
999 | 89.0603 | 249.6876
1000 | 89.0153 | 250
1001 | 88.9703 | 250.3126
1002 | 88.9254 | 250.6253
1003 | 88.8805 | 250.9382
1004 | 88.8357 | 251.2513
1005 | 88.7909 | 251.5645
1006 | 88.7461 | 251.8778
1007 | 88.7014 | 252.1913
1008 | 88.6567 | 252.505
1009 | 88.6121 | 252.8188
1010 | 88.5675 | 253.1328
1011 | 88.523 | 253.447
1012 | 88.4785 | 253.7613
1013 | 88.434 | 254.0757
1014 | 88.3896 | 254.3904
1015 | 88.3453 | 254.7051
1016 | 88.3009 | 255.0201
1017 | 88.2566 | 255.3352
1018 | 88.2124 | 255.6504
1019 | 88.1682 | 255.9658
1020 | 88.1241 | 256.2814
1021 | 88.0799 | 256.5971
1022 | 88.0359 | 256.913
1023 | 87.9918 | 257.2291
1024 | 87.9478 | 257.5453
1025 | 87.9039 | 257.8616
1026 | 87.86 | 258.1782
1027 | 87.8161 | 258.4948
1028 | 87.7723 | 258.8117
1029 | 87.7285 | 259.1287
1030 | 87.6848 | 259.4458
1031 | 87.6411 | 259.7632
1032 | 87.5974 | 260.0806
1033 | 87.5538 | 260.3983
1034 | 87.5102 | 260.7161
1035 | 87.4667 | 261.034
1036 | 87.4232 | 261.3522
1037 | 87.3797 | 261.6705
1038 | 87.3363 | 261.9889
1039 | 87.2929 | 262.3075
1040 | 87.2496 | 262.6263
1041 | 87.2063 | 262.9452
1042 | 87.163 | 263.2643
1043 | 87.1198 | 263.5835
1044 | 87.0766 | 263.9029
1045 | 87.0335 | 264.2225
1046 | 86.9904 | 264.5422
1047 | 86.9473 | 264.8621
1048 | 86.9043 | 265.1822
1049 | 86.8613 | 265.5024
1050 | 86.8184 | 265.8228
1051 | 86.7755 | 266.1433
1052 | 86.7326 | 266.464
1053 | 86.6898 | 266.7849
1054 | 86.647 | 267.1059
1055 | 86.6043 | 267.4271
1056 | 86.5616 | 267.7485
1057 | 86.5189 | 268.07
1058 | 86.4763 | 268.3917
1059 | 86.4337 | 268.7135
1060 | 86.3911 | 269.0355
1061 | 86.3486 | 269.3577
1062 | 86.3061 | 269.68
1063 | 86.2637 | 270.0025
1064 | 86.2213 | 270.3252
1065 | 86.1789 | 270.648
1066 | 86.1366 | 270.971
1067 | 86.0943 | 271.2942
1068 | 86.0521 | 271.6175
1069 | 86.0099 | 271.941
1070 | 85.9677 | 272.2646
1071 | 85.9256 | 272.5884
1072 | 85.8835 | 272.9124
1073 | 85.8414 | 273.2366
1074 | 85.7994 | 273.5609
1075 | 85.7574 | 273.8854
1076 | 85.7154 | 274.21
1077 | 85.6735 | 274.5348
1078 | 85.6317 | 274.8598
1079 | 85.5898 | 275.1849
1080 | 85.548 | 275.5102
1081 | 85.5062 | 275.8357
1082 | 85.4645 | 276.1613
1083 | 85.4228 | 276.4871
1084 | 85.3812 | 276.8131
1085 | 85.3396 | 277.1392
1086 | 85.298 | 277.4655
1087 | 85.2564 | 277.792
1088 | 85.2149 | 278.1186
1089 | 85.1735 | 278.4454
1090 | 85.132 | 278.7724
1091 | 85.0906 | 279.0995
1092 | 85.0493 | 279.4268
1093 | 85.0079 | 279.7543
1094 | 84.9666 | 280.0819
1095 | 84.9254 | 280.4097
1096 | 84.8842 | 280.7377
1097 | 84.843 | 281.0658
1098 | 84.8018 | 281.3942
1099 | 84.7607 | 281.7226
1100 | 84.7196 | 282.0513
1101 | 84.6786 | 282.3801
1102 | 84.6376 | 282.7091
1103 | 84.5966 | 283.0382
1104 | 84.5557 | 283.3676
1105 | 84.5147 | 283.697
1106 | 84.4739 | 284.0267
1107 | 84.433 | 284.3565
1108 | 84.3922 | 284.6865
1109 | 84.3515 | 285.0167
1110 | 84.3107 | 285.347
1111 | 84.2701 | 285.6776
1112 | 84.2294 | 286.0082
1113 | 84.1888 | 286.3391
1114 | 84.1482 | 286.6701
1115 | 84.1076 | 287.0013
1116 | 84.0671 | 287.3326
1117 | 84.0266 | 287.6642
1118 | 83.9861 | 287.9959
1119 | 83.9457 | 288.3278
1120 | 83.9053 | 288.6598
1121 | 83.865 | 288.992
1122 | 83.8247 | 289.3244
1123 | 83.7844 | 289.657
1124 | 83.7441 | 289.9897
1125 | 83.7039 | 290.3226
1126 | 83.6637 | 290.6557
1127 | 83.6236 | 290.9889
1128 | 83.5834 | 291.3223
1129 | 83.5433 | 291.6559
1130 | 83.5033 | 291.9897
1131 | 83.4633 | 292.3236
1132 | 83.4233 | 292.6577
1133 | 83.3833 | 292.992
1134 | 83.3434 | 293.3264
1135 | 83.3035 | 293.6611
1136 | 83.2637 | 293.9959
1137 | 83.2238 | 294.3308
1138 | 83.1841 | 294.666
1139 | 83.1443 | 295.0013
1140 | 83.1046 | 295.3368
1141 | 83.0649 | 295.6725
1142 | 83.0252 | 296.0083
1143 | 82.9856 | 296.3443
1144 | 82.946 | 296.6805
1145 | 82.9064 | 297.0169
1146 | 82.8669 | 297.3534
1147 | 82.8274 | 297.6901
1148 | 82.7879 | 298.027
1149 | 82.7485 | 298.3641
1150 | 82.7091 | 298.7013
1151 | 82.6697 | 299.0387
1152 | 82.6304 | 299.3763
1153 | 82.5911 | 299.7141
1154 | 82.5518 | 300.052
1155 | 82.5126 | 300.3901
1156 | 82.4734 | 300.7284
1157 | 82.4342 | 301.0669
1158 | 82.395 | 301.4055
1159 | 82.3559 | 301.7443
1160 | 82.3168 | 302.0833
1161 | 82.2778 | 302.4225
1162 | 82.2387 | 302.7619
1163 | 82.1997 | 303.1014
1164 | 82.1608 | 303.4411
1165 | 82.1218 | 303.781
1166 | 82.0829 | 304.121
1167 | 82.0441 | 304.4613
1168 | 82.0052 | 304.8017
1169 | 81.9664 | 305.1423
1170 | 81.9276 | 305.483
1171 | 81.8889 | 305.824
1172 | 81.8502 | 306.1651
1173 | 81.8115 | 306.5064
1174 | 81.7728 | 306.8479
1175 | 81.7342 | 307.1895
1176 | 81.6956 | 307.5314
1177 | 81.657 | 307.8734
1178 | 81.6185 | 308.2156
1179 | 81.58 | 308.558
1180 | 81.5415 | 308.9005
1181 | 81.5031 | 309.2433
1182 | 81.4647 | 309.5862
1183 | 81.4263 | 309.9293
1184 | 81.3879 | 310.2725
1185 | 81.3496 | 310.616
1186 | 81.3113 | 310.9596
1187 | 81.273 | 311.3034
1188 | 81.2348 | 311.6474
1189 | 81.1966 | 311.9916
1190 | 81.1584 | 312.336
1191 | 81.1203 | 312.6805
1192 | 81.0821 | 313.0252
1193 | 81.0441 | 313.3701
1194 | 81.006 | 313.7152
1195 | 80.968 | 314.0604
1196 | 80.93 | 314.4059
1197 | 80.892 | 314.7515
1198 | 80.854 | 315.0973
1199 | 80.8161 | 315.4433
1200 | 80.7782 | 315.7895
1201 | 80.7404 | 316.1358
1202 | 80.7026 | 316.4824
1203 | 80.6648 | 316.8291
1204 | 80.627 | 317.176
1205 | 80.5892 | 317.5231
1206 | 80.5515 | 317.8703
1207 | 80.5138 | 318.2178
1208 | 80.4762 | 318.5654
1209 | 80.4386 | 318.9132
1210 | 80.401 | 319.2612
1211 | 80.3634 | 319.6094
1212 | 80.3258 | 319.9578
1213 | 80.2883 | 320.3063
1214 | 80.2508 | 320.655
1215 | 80.2134 | 321.004
1216 | 80.1759 | 321.3531
1217 | 80.1385 | 321.7024
1218 | 80.1012 | 322.0518
1219 | 80.0638 | 322.4015
1220 | 80.0265 | 322.7513
1221 | 79.9892 | 323.1013
1222 | 79.9519 | 323.4516
1223 | 79.9147 | 323.802
1224 | 79.8775 | 324.1525
1225 | 79.8403 | 324.5033
1226 | 79.8032 | 324.8543
1227 | 79.766 | 325.2054
1228 | 79.7289 | 325.5567
1229 | 79.6919 | 325.9082
1230 | 79.6548 | 326.2599
1231 | 79.6178 | 326.6118
1232 | 79.5808 | 326.9639
1233 | 79.5438 | 327.3162
1234 | 79.5069 | 327.6686
1235 | 79.47 | 328.0212
1236 | 79.4331 | 328.3741
1237 | 79.3963 | 328.7271
1238 | 79.3594 | 329.0803
1239 | 79.3226 | 329.4337
1240 | 79.2859 | 329.7872
1241 | 79.2491 | 330.141
1242 | 79.2124 | 330.4949
1243 | 79.1757 | 330.8491
1244 | 79.139 | 331.2034
1245 | 79.1024 | 331.5579
1246 | 79.0658 | 331.9126
1247 | 79.0292 | 332.2675
1248 | 78.9926 | 332.6226
1249 | 78.9561 | 332.9779
1250 | 78.9196 | 333.3333
1251 | 78.8831 | 333.689
1252 | 78.8466 | 334.0448
1253 | 78.8102 | 334.4009
1254 | 78.7738 | 334.7571
1255 | 78.7374 | 335.1135
1256 | 78.7011 | 335.4701
1257 | 78.6647 | 335.8269
1258 | 78.6284 | 336.1839
1259 | 78.5922 | 336.541
1260 | 78.5559 | 336.8984
1261 | 78.5197 | 337.256
1262 | 78.4835 | 337.6137
1263 | 78.4473 | 337.9716
1264 | 78.4112 | 338.3298
1265 | 78.375 | 338.6881
1266 | 78.3389 | 339.0466
1267 | 78.3029 | 339.4053
1268 | 78.2668 | 339.7642
1269 | 78.2308 | 340.1233
1270 | 78.1948 | 340.4826
1271 | 78.1588 | 340.842
1272 | 78.1229 | 341.2017
1273 | 78.087 | 341.5616
1274 | 78.0511 | 341.9216
1275 | 78.0152 | 342.2819
1276 | 77.9794 | 342.6423
1277 | 77.9436 | 343.003
1278 | 77.9078 | 343.3638
1279 | 77.872 | 343.7248
1280 | 77.8362 | 344.086
1281 | 77.8005 | 344.4474
1282 | 77.7648 | 344.809
1283 | 77.7292 | 345.1708
1284 | 77.6935 | 345.5328
1285 | 77.6579 | 345.895
1286 | 77.6223 | 346.2574
1287 | 77.5867 | 346.62
1288 | 77.5512 | 346.9828
1289 | 77.5157 | 347.3457
1290 | 77.4802 | 347.7089
1291 | 77.4447 | 348.0723
1292 | 77.4092 | 348.4358
1293 | 77.3738 | 348.7996
1294 | 77.3384 | 349.1635
1295 | 77.303 | 349.5277
1296 | 77.2677 | 349.892
1297 | 77.2324 | 350.2565
1298 | 77.197 | 350.6213
1299 | 77.1618 | 350.9862
1300 | 77.1265 | 351.3514
1301 | 77.0913 | 351.7167
1302 | 77.0561 | 352.0822
1303 | 77.0209 | 352.4479
1304 | 76.9857 | 352.8139
1305 | 76.9506 | 353.18
1306 | 76.9155 | 353.5463
1307 | 76.8804 | 353.9128
1308 | 76.8453 | 354.2795
1309 | 76.8103 | 354.6464
1310 | 76.7752 | 355.0136
1311 | 76.7403 | 355.3809
1312 | 76.7053 | 355.7484
1313 | 76.6703 | 356.1161
1314 | 76.6354 | 356.484
1315 | 76.6005 | 356.8521
1316 | 76.5656 | 357.2204
1317 | 76.5308 | 357.5889
1318 | 76.4959 | 357.9576
1319 | 76.4611 | 358.3265
1320 | 76.4263 | 358.6957
1321 | 76.3916 | 359.065
1322 | 76.3568 | 359.4345
1323 | 76.3221 | 359.8042
1324 | 76.2874 | 360.1741
1325 | 76.2528 | 360.5442
1326 | 76.2181 | 360.9145
1327 | 76.1835 | 361.2851
1328 | 76.1489 | 361.6558
1329 | 76.1143 | 362.0267
1330 | 76.0797 | 362.3978
1331 | 76.0452 | 362.7691
1332 | 76.0107 | 363.1407
1333 | 75.9762 | 363.5124
1334 | 75.9417 | 363.8843
1335 | 75.9073 | 364.2565
1336 | 75.8729 | 364.6288
1337 | 75.8385 | 365.0014
1338 | 75.8041 | 365.3741
1339 | 75.7697 | 365.7471
1340 | 75.7354 | 366.1202
1341 | 75.7011 | 366.4936
1342 | 75.6668 | 366.8671
1343 | 75.6325 | 367.2409
1344 | 75.5983 | 367.6149
1345 | 75.5641 | 367.9891
1346 | 75.5299 | 368.3634
1347 | 75.4957 | 368.738
1348 | 75.4615 | 369.1128
1349 | 75.4274 | 369.4878
1350 | 75.3933 | 369.863
1351 | 75.3592 | 370.2384
1352 | 75.3251 | 370.614
1353 | 75.2911 | 370.9899
1354 | 75.257 | 371.3659
1355 | 75.223 | 371.7421
1356 | 75.1891 | 372.1186
1357 | 75.1551 | 372.4952
1358 | 75.1212 | 372.872
1359 | 75.0872 | 373.2491
1360 | 75.0534 | 373.6264
1361 | 75.0195 | 374.0038
1362 | 74.9856 | 374.3815
1363 | 74.9518 | 374.7594
1364 | 74.918 | 375.1375
1365 | 74.8842 | 375.5158
1366 | 74.8504 | 375.8943
1367 | 74.8167 | 376.2731
1368 | 74.783 | 376.652
1369 | 74.7493 | 377.0311
1370 | 74.7156 | 377.4105
1371 | 74.6819 | 377.79
1372 | 74.6483 | 378.1698
1373 | 74.6146 | 378.5498
1374 | 74.581 | 378.93
1375 | 74.5475 | 379.3103
1376 | 74.5139 | 379.6909
1377 | 74.4804 | 380.0718
1378 | 74.4469 | 380.4528
1379 | 74.4134 | 380.834
1380 | 74.3799 | 381.2155
1381 | 74.3464 | 381.5971
1382 | 74.313 | 381.979
1383 | 74.2796 | 382.3611
1384 | 74.2462 | 382.7434
1385 | 74.2128 | 383.1259
1386 | 74.1795 | 383.5086
1387 | 74.1462 | 383.8915
1388 | 74.1129 | 384.2746
1389 | 74.0796 | 384.658
1390 | 74.0463 | 385.0416
1391 | 74.0131 | 385.4253
1392 | 73.9798 | 385.8093
1393 | 73.9466 | 386.1935
1394 | 73.9134 | 386.5779
1395 | 73.8803 | 386.9626
1396 | 73.8471 | 387.3474
1397 | 73.814 | 387.7324
1398 | 73.7809 | 388.1177
1399 | 73.7478 | 388.5032
1400 | 73.7147 | 388.8889
1401 | 73.6817 | 389.2748
1402 | 73.6487 | 389.6609
1403 | 73.6157 | 390.0473
1404 | 73.5827 | 390.4338
1405 | 73.5497 | 390.8206
1406 | 73.5168 | 391.2076
1407 | 73.4838 | 391.5948
1408 | 73.4509 | 391.9822
1409 | 73.4181 | 392.3698
1410 | 73.3852 | 392.7577
1411 | 73.3523 | 393.1457
1412 | 73.3195 | 393.534
1413 | 73.2867 | 393.9225
1414 | 73.2539 | 394.3112
1415 | 73.2211 | 394.7001
1416 | 73.1884 | 395.0893
1417 | 73.1557 | 395.4786
1418 | 73.123 | 395.8682
1419 | 73.0903 | 396.258
1420 | 73.0576 | 396.648
1421 | 73.0249 | 397.0383
1422 | 72.9923 | 397.4287
1423 | 72.9597 | 397.8194
1424 | 72.9271 | 398.2103
1425 | 72.8945 | 398.6014
1426 | 72.862 | 398.9927
1427 | 72.8294 | 399.3843
1428 | 72.7969 | 399.776
1429 | 72.7644 | 400.168
1430 | 72.7319 | 400.5602
1431 | 72.6995 | 400.9526
1432 | 72.667 | 401.3453
1433 | 72.6346 | 401.7382
1434 | 72.6022 | 402.1312
1435 | 72.5698 | 402.5245
1436 | 72.5375 | 402.9181
1437 | 72.5051 | 403.3118
1438 | 72.4728 | 403.7058
1439 | 72.4405 | 404.1
1440 | 72.4082 | 404.4944
1441 | 72.3759 | 404.889
1442 | 72.3437 | 405.2839
1443 | 72.3114 | 405.6789
1444 | 72.2792 | 406.0742
1445 | 72.247 | 406.4698
1446 | 72.2149 | 406.8655
1447 | 72.1827 | 407.2615
1448 | 72.1505 | 407.6577
1449 | 72.1184 | 408.0541
1450 | 72.0863 | 408.4507
1451 | 72.0542 | 408.8476
1452 | 72.0222 | 409.2446
1453 | 71.9901 | 409.642
1454 | 71.9581 | 410.0395
1455 | 71.9261 | 410.4372
1456 | 71.8941 | 410.8352
1457 | 71.8621 | 411.2334
1458 | 71.8301 | 411.6318
1459 | 71.7982 | 412.0305
1460 | 71.7663 | 412.4294
1461 | 71.7344 | 412.8285
1462 | 71.7025 | 413.2278
1463 | 71.6706 | 413.6274
1464 | 71.6388 | 414.0271
1465 | 71.6069 | 414.4272
1466 | 71.5751 | 414.8274
1467 | 71.5433 | 415.2279
1468 | 71.5116 | 415.6285
1469 | 71.4798 | 416.0295
1470 | 71.4481 | 416.4306
1471 | 71.4163 | 416.832
1472 | 71.3846 | 417.2336
1473 | 71.3529 | 417.6354
1474 | 71.3213 | 418.0374
1475 | 71.2896 | 418.4397
1476 | 71.258 | 418.8422
1477 | 71.2264 | 419.245
1478 | 71.1948 | 419.6479
1479 | 71.1632 | 420.0511
1480 | 71.1316 | 420.4545
1481 | 71.1001 | 420.8582
1482 | 71.0685 | 421.2621
1483 | 71.037 | 421.6662
1484 | 71.0055 | 422.0705
1485 | 70.974 | 422.4751
1486 | 70.9426 | 422.8799
1487 | 70.9111 | 423.2849
1488 | 70.8797 | 423.6902
1489 | 70.8483 | 424.0957
1490 | 70.8169 | 424.5014
1491 | 70.7855 | 424.9074
1492 | 70.7542 | 425.3136
1493 | 70.7228 | 425.72
1494 | 70.6915 | 426.1266
1495 | 70.6602 | 426.5335
1496 | 70.6289 | 426.9406
1497 | 70.5976 | 427.348
1498 | 70.5664 | 427.7556
1499 | 70.5351 | 428.1634
1500 | 70.5039 | 428.5714
1501 | 70.4727 | 428.9797
1502 | 70.4415 | 429.3882
1503 | 70.4104 | 429.797
1504 | 70.3792 | 430.2059
1505 | 70.3481 | 430.6152
1506 | 70.3169 | 431.0246
1507 | 70.2858 | 431.4343
1508 | 70.2548 | 431.8442
1509 | 70.2237 | 432.2544
1510 | 70.1926 | 432.6648
1511 | 70.1616 | 433.0754
1512 | 70.1306 | 433.4862
1513 | 70.0996 | 433.8973
1514 | 70.0686 | 434.3087
1515 | 70.0376 | 434.7202
1516 | 70.0067 | 435.132
1517 | 69.9757 | 435.5441
1518 | 69.9448 | 435.9563
1519 | 69.9139 | 436.3689
1520 | 69.883 | 436.7816
1521 | 69.8521 | 437.1946
1522 | 69.8213 | 437.6078
1523 | 69.7904 | 438.0213
1524 | 69.7596 | 438.435
1525 | 69.7288 | 438.8489
1526 | 69.698 | 439.2631
1527 | 69.6672 | 439.6775
1528 | 69.6365 | 440.0922
1529 | 69.6057 | 440.5071
1530 | 69.575 | 440.9222
1531 | 69.5443 | 441.3376
1532 | 69.5136 | 441.7532
1533 | 69.4829 | 442.169
1534 | 69.4523 | 442.5851
1535 | 69.4216 | 443.0014
1536 | 69.391 | 443.418
1537 | 69.3604 | 443.8348
1538 | 69.3298 | 444.2519
1539 | 69.2992 | 444.6692
1540 | 69.2686 | 445.0867
1541 | 69.2381 | 445.5045
1542 | 69.2075 | 445.9225
1543 | 69.177 | 446.3408
1544 | 69.1465 | 446.7593
1545 | 69.116 | 447.178
1546 | 69.0856 | 447.597
1547 | 69.0551 | 448.0162
1548 | 69.0247 | 448.4357
1549 | 68.9942 | 448.8554
1550 | 68.9638 | 449.2754
1551 | 68.9334 | 449.6956
1552 | 68.9031 | 450.116
1553 | 68.8727 | 450.5367
1554 | 68.8424 | 450.9576
1555 | 68.812 | 451.3788
1556 | 68.7817 | 451.8002
1557 | 68.7514 | 452.2219
1558 | 68.7211 | 452.6438
1559 | 68.6909 | 453.066
1560 | 68.6606 | 453.4884
1561 | 68.6304 | 453.911
1562 | 68.6001 | 454.3339
1563 | 68.5699 | 454.7571
1564 | 68.5397 | 455.1804
1565 | 68.5096 | 455.6041
1566 | 68.4794 | 456.028
1567 | 68.4493 | 456.4521
1568 | 68.4191 | 456.8765
1569 | 68.389 | 457.3011
1570 | 68.3589 | 457.7259
1571 | 68.3288 | 458.1511
1572 | 68.2987 | 458.5764
1573 | 68.2687 | 459.002
1574 | 68.2386 | 459.4279
1575 | 68.2086 | 459.854
1576 | 68.1786 | 460.2804
1577 | 68.1486 | 460.707
1578 | 68.1186 | 461.1338
1579 | 68.0887 | 461.5609
1580 | 68.0587 | 461.9883
1581 | 68.0288 | 462.4159
1582 | 67.9988 | 462.8438
1583 | 67.9689 | 463.2719
1584 | 67.939 | 463.7002
1585 | 67.9092 | 464.1288
1586 | 67.8793 | 464.5577
1587 | 67.8495 | 464.9868
1588 | 67.8196 | 465.4162
1589 | 67.7898 | 465.8458
1590 | 67.76 | 466.2757
1591 | 67.7302 | 466.7058
1592 | 67.7004 | 467.1362
1593 | 67.6707 | 467.5668
1594 | 67.6409 | 467.9977
1595 | 67.6112 | 468.4288
1596 | 67.5815 | 468.8602
1597 | 67.5518 | 469.2918
1598 | 67.5221 | 469.7237
1599 | 67.4924 | 470.1558
1600 | 67.4628 | 470.5882
1601 | 67.4331 | 471.0209
1602 | 67.4035 | 471.4538
1603 | 67.3739 | 471.887
1604 | 67.3443 | 472.3204
1605 | 67.3147 | 472.7541
1606 | 67.2851 | 473.188
1607 | 67.2555 | 473.6222
1608 | 67.226 | 474.0566
1609 | 67.1965 | 474.4913
1610 | 67.1669 | 474.9263
1611 | 67.1374 | 475.3615
1612 | 67.108 | 475.7969
1613 | 67.0785 | 476.2327
1614 | 67.049 | 476.6686
1615 | 67.0196 | 477.1049
1616 | 66.9901 | 477.5414
1617 | 66.9607 | 477.9781
1618 | 66.9313 | 478.4151
1619 | 66.9019 | 478.8524
1620 | 66.8725 | 479.2899
1621 | 66.8432 | 479.7277
1622 | 66.8138 | 480.1658
1623 | 66.7845 | 480.6041
1624 | 66.7552 | 481.0427
1625 | 66.7259 | 481.4815
1626 | 66.6966 | 481.9206
1627 | 66.6673 | 482.3599
1628 | 66.638 | 482.7995
1629 | 66.6088 | 483.2394
1630 | 66.5795 | 483.6795
1631 | 66.5503 | 484.1199
1632 | 66.5211 | 484.5606
1633 | 66.4919 | 485.0015
1634 | 66.4627 | 485.4427
1635 | 66.4336 | 485.8841
1636 | 66.4044 | 486.3258
1637 | 66.3753 | 486.7678
1638 | 66.3461 | 487.21
1639 | 66.317 | 487.6525
1640 | 66.2879 | 488.0952
1641 | 66.2588 | 488.5383
1642 | 66.2298 | 488.9815
1643 | 66.2007 | 489.4251
1644 | 66.1716 | 489.8689
1645 | 66.1426 | 490.313
1646 | 66.1136 | 490.7573
1647 | 66.0846 | 491.2019
1648 | 66.0556 | 491.6468
1649 | 66.0266 | 492.0919
1650 | 65.9976 | 492.5373
1651 | 65.9687 | 492.983
1652 | 65.9397 | 493.4289
1653 | 65.9108 | 493.8751
1654 | 65.8819 | 494.3216
1655 | 65.853 | 494.7683
1656 | 65.8241 | 495.2153
1657 | 65.7952 | 495.6626
1658 | 65.7664 | 496.1101
1659 | 65.7375 | 496.5579
1660 | 65.7087 | 497.006
1661 | 65.6799 | 497.4543
1662 | 65.651 | 497.9029
1663 | 65.6222 | 498.3518
1664 | 65.5935 | 498.801
1665 | 65.5647 | 499.2504
1666 | 65.5359 | 499.7001
1667 | 65.5072 | 500.15
1668 | 65.4785 | 500.6002
1669 | 65.4497 | 501.0507
1670 | 65.421 | 501.5015
1671 | 65.3923 | 501.9525
1672 | 65.3637 | 502.4038
1673 | 65.335 | 502.8554
1674 | 65.3063 | 503.3073
1675 | 65.2777 | 503.7594
1676 | 65.2491 | 504.2118
1677 | 65.2204 | 504.6645
1678 | 65.1918 | 505.1174
1679 | 65.1632 | 505.5706
1680 | 65.1347 | 506.0241
1681 | 65.1061 | 506.4779
1682 | 65.0776 | 506.9319
1683 | 65.049 | 507.3862
1684 | 65.0205 | 507.8408
1685 | 64.992 | 508.2956
1686 | 64.9635 | 508.7508
1687 | 64.935 | 509.2062
1688 | 64.9065 | 509.6618
1689 | 64.878 | 510.1178
1690 | 64.8496 | 510.574
1691 | 64.8211 | 511.0305
1692 | 64.7927 | 511.4873
1693 | 64.7643 | 511.9444
1694 | 64.7359 | 512.4017
1695 | 64.7075 | 512.8593
1696 | 64.6791 | 513.3172
1697 | 64.6508 | 513.7754
1698 | 64.6224 | 514.2338
1699 | 64.5941 | 514.6925
1700 | 64.5657 | 515.1515
1701 | 64.5374 | 515.6108
1702 | 64.5091 | 516.0703
1703 | 64.4808 | 516.5302
1704 | 64.4525 | 516.9903
1705 | 64.4243 | 517.4507
1706 | 64.396 | 517.9114
1707 | 64.3678 | 518.3723
1708 | 64.3395 | 518.8335
1709 | 64.3113 | 519.295
1710 | 64.2831 | 519.7568
1711 | 64.2549 | 520.2189
1712 | 64.2267 | 520.6813
1713 | 64.1986 | 521.1439
1714 | 64.1704 | 521.6068
1715 | 64.1422 | 522.07
1716 | 64.1141 | 522.5335
1717 | 64.086 | 522.9973
1718 | 64.0579 | 523.4613
1719 | 64.0298 | 523.9256
1720 | 64.0017 | 524.3902
1721 | 63.9736 | 524.8551
1722 | 63.9456 | 525.3203
1723 | 63.9175 | 525.7858
1724 | 63.8895 | 526.2515
1725 | 63.8614 | 526.7176
1726 | 63.8334 | 527.1839
1727 | 63.8054 | 527.6505
1728 | 63.7774 | 528.1174
1729 | 63.7494 | 528.5845
1730 | 63.7215 | 529.052
1731 | 63.6935 | 529.5197
1732 | 63.6656 | 529.9878
1733 | 63.6376 | 530.4561
1734 | 63.6097 | 530.9247
1735 | 63.5818 | 531.3936
1736 | 63.5539 | 531.8627
1737 | 63.526 | 532.3322
1738 | 63.4981 | 532.802
1739 | 63.4703 | 533.272
1740 | 63.4424 | 533.7423
1741 | 63.4146 | 534.2129
1742 | 63.3867 | 534.6839
1743 | 63.3589 | 535.1551
1744 | 63.3311 | 535.6265
1745 | 63.3033 | 536.0983
1746 | 63.2755 | 536.5704
1747 | 63.2478 | 537.0427
1748 | 63.22 | 537.5154
1749 | 63.1922 | 537.9883
1750 | 63.1645 | 538.4615
1751 | 63.1368 | 538.9351
1752 | 63.1091 | 539.4089
1753 | 63.0814 | 539.883
1754 | 63.0537 | 540.3574
1755 | 63.026 | 540.832
1756 | 62.9983 | 541.307
1757 | 62.9707 | 541.7823
1758 | 62.943 | 542.2579
1759 | 62.9154 | 542.7337
1760 | 62.8877 | 543.2099
1761 | 62.8601 | 543.6863
1762 | 62.8325 | 544.1631
1763 | 62.8049 | 544.6401
1764 | 62.7773 | 545.1174
1765 | 62.7498 | 545.5951
1766 | 62.7222 | 546.073
1767 | 62.6947 | 546.5512
1768 | 62.6671 | 547.0297
1769 | 62.6396 | 547.5085
1770 | 62.6121 | 547.9876
1771 | 62.5846 | 548.467
1772 | 62.5571 | 548.9467
1773 | 62.5296 | 549.4267
1774 | 62.5021 | 549.907
1775 | 62.4747 | 550.3876
1776 | 62.4472 | 550.8685
1777 | 62.4198 | 551.3497
1778 | 62.3924 | 551.8312
1779 | 62.3649 | 552.3129
1780 | 62.3375 | 552.795
1781 | 62.3101 | 553.2774
1782 | 62.2828 | 553.7601
1783 | 62.2554 | 554.2431
1784 | 62.228 | 554.7264
1785 | 62.2007 | 555.21
1786 | 62.1733 | 555.6938
1787 | 62.146 | 556.178
1788 | 62.1187 | 556.6625
1789 | 62.0914 | 557.1473
1790 | 62.0641 | 557.6324
1791 | 62.0368 | 558.1178
1792 | 62.0095 | 558.6035
1793 | 61.9822 | 559.0895
1794 | 61.955 | 559.5758
1795 | 61.9277 | 560.0624
1796 | 61.9005 | 560.5493
1797 | 61.8733 | 561.0365
1798 | 61.8461 | 561.524
1799 | 61.8189 | 562.0119
1800 | 61.7917 | 562.5
1801 | 61.7645 | 562.9884
1802 | 61.7373 | 563.4772
1803 | 61.7102 | 563.9662
1804 | 61.683 | 564.4556
1805 | 61.6559 | 564.9452
1806 | 61.6287 | 565.4352
1807 | 61.6016 | 565.9255
1808 | 61.5745 | 566.416
1809 | 61.5474 | 566.9069
1810 | 61.5203 | 567.3981
1811 | 61.4932 | 567.8896
1812 | 61.4662 | 568.3814
1813 | 61.4391 | 568.8735
1814 | 61.4121 | 569.366
1815 | 61.385 | 569.8587
1816 | 61.358 | 570.3518
1817 | 61.331 | 570.8451
1818 | 61.304 | 571.3388
1819 | 61.277 | 571.8328
1820 | 61.25 | 572.327
1821 | 61.223 | 572.8216
1822 | 61.196 | 573.3166
1823 | 61.1691 | 573.8118
1824 | 61.1421 | 574.3073
1825 | 61.1152 | 574.8031
1826 | 61.0883 | 575.2993
1827 | 61.0614 | 575.7958
1828 | 61.0345 | 576.2926
1829 | 61.0076 | 576.7897
1830 | 60.9807 | 577.2871
1831 | 60.9538 | 577.7848
1832 | 60.9269 | 578.2828
1833 | 60.9001 | 578.7812
1834 | 60.8732 | 579.2798
1835 | 60.8464 | 579.7788
1836 | 60.8196 | 580.2781
1837 | 60.7928 | 580.7777
1838 | 60.766 | 581.2777
1839 | 60.7392 | 581.7779
1840 | 60.7124 | 582.2785
1841 | 60.6856 | 582.7794
1842 | 60.6588 | 583.2806
1843 | 60.6321 | 583.7821
1844 | 60.6053 | 584.2839
1845 | 60.5786 | 584.7861
1846 | 60.5519 | 585.2885
1847 | 60.5252 | 585.7913
1848 | 60.4985 | 586.2944
1849 | 60.4718 | 586.7978
1850 | 60.4451 | 587.3016
1851 | 60.4184 | 587.8057
1852 | 60.3917 | 588.31
1853 | 60.3651 | 588.8147
1854 | 60.3384 | 589.3198
1855 | 60.3118 | 589.8251
1856 | 60.2851 | 590.3308
1857 | 60.2585 | 590.8368
1858 | 60.2319 | 591.3431
1859 | 60.2053 | 591.8497
1860 | 60.1787 | 592.3567
1861 | 60.1521 | 592.864
1862 | 60.1256 | 593.3716
1863 | 60.099 | 593.8795
1864 | 60.0725 | 594.3878
1865 | 60.0459 | 594.8963
1866 | 60.0194 | 595.4052
1867 | 59.9928 | 595.9145
1868 | 59.9663 | 596.424
1869 | 59.9398 | 596.9339
1870 | 59.9133 | 597.4441
1871 | 59.8868 | 597.9546
1872 | 59.8604 | 598.4655
1873 | 59.8339 | 598.9767
1874 | 59.8074 | 599.4882
1875 | 59.781 | 600
1876 | 59.7545 | 600.5122
1877 | 59.7281 | 601.0247
1878 | 59.7017 | 601.5375
1879 | 59.6753 | 602.0506
1880 | 59.6489 | 602.5641
1881 | 59.6225 | 603.0779
1882 | 59.5961 | 603.592
1883 | 59.5697 | 604.1065
1884 | 59.5434 | 604.6213
1885 | 59.517 | 605.1364
1886 | 59.4907 | 605.6519
1887 | 59.4643 | 606.1677
1888 | 59.438 | 606.6838
1889 | 59.4117 | 607.2003
1890 | 59.3854 | 607.717
1891 | 59.3591 | 608.2342
1892 | 59.3328 | 608.7516
1893 | 59.3065 | 609.2694
1894 | 59.2802 | 609.7875
1895 | 59.2539 | 610.306
1896 | 59.2277 | 610.8247
1897 | 59.2014 | 611.3439
1898 | 59.1752 | 611.8633
1899 | 59.149 | 612.3831
1900 | 59.1227 | 612.9032
1901 | 59.0965 | 613.4237
1902 | 59.0703 | 613.9445
1903 | 59.0441 | 614.4656
1904 | 59.018 | 614.9871
1905 | 58.9918 | 615.5089
1906 | 58.9656 | 616.031
1907 | 58.9394 | 616.5535
1908 | 58.9133 | 617.0763
1909 | 58.8872 | 617.5995
1910 | 58.861 | 618.123
1911 | 58.8349 | 618.6468
1912 | 58.8088 | 619.171
1913 | 58.7827 | 619.6955
1914 | 58.7566 | 620.2203
1915 | 58.7305 | 620.7455
1916 | 58.7044 | 621.2711
1917 | 58.6784 | 621.797
1918 | 58.6523 | 622.3232
1919 | 58.6262 | 622.8497
1920 | 58.6002 | 623.3766
1921 | 58.5742 | 623.9039
1922 | 58.5481 | 624.4314
1923 | 58.5221 | 624.9594
1924 | 58.4961 | 625.4876
1925 | 58.4701 | 626.0163
1926 | 58.4441 | 626.5452
1927 | 58.4181 | 627.0745
1928 | 58.3922 | 627.6042
1929 | 58.3662 | 628.1342
1930 | 58.3402 | 628.6645
1931 | 58.3143 | 629.1952
1932 | 58.2883 | 629.7262
1933 | 58.2624 | 630.2576
1934 | 58.2365 | 630.7893
1935 | 58.2106 | 631.3214
1936 | 58.1847 | 631.8538
1937 | 58.1588 | 632.3865
1938 | 58.1329 | 632.9197
1939 | 58.107 | 633.4531
1940 | 58.0811 | 633.9869
1941 | 58.0553 | 634.5211
1942 | 58.0294 | 635.0556
1943 | 58.0036 | 635.5904
1944 | 57.9777 | 636.1257
1945 | 57.9519 | 636.6612
1946 | 57.9261 | 637.1971
1947 | 57.9003 | 637.7334
1948 | 57.8744 | 638.27
1949 | 57.8487 | 638.8069
1950 | 57.8229 | 639.3443
1951 | 57.7971 | 639.8819
1952 | 57.7713 | 640.4199
1953 | 57.7455 | 640.9583
1954 | 57.7198 | 641.497
1955 | 57.694 | 642.0361
1956 | 57.6683 | 642.5756
1957 | 57.6426 | 643.1153
1958 | 57.6168 | 643.6555
1959 | 57.5911 | 644.196
1960 | 57.5654 | 644.7368
1961 | 57.5397 | 645.2781
1962 | 57.514 | 645.8196
1963 | 57.4884 | 646.3615
1964 | 57.4627 | 646.9038
1965 | 57.437 | 647.4465
1966 | 57.4114 | 647.9895
1967 | 57.3857 | 648.5328
1968 | 57.3601 | 649.0765
1969 | 57.3344 | 649.6206
1970 | 57.3088 | 650.165
1971 | 57.2832 | 650.7098
1972 | 57.2576 | 651.255
1973 | 57.232 | 651.8005
1974 | 57.2064 | 652.3463
1975 | 57.1808 | 652.8926
1976 | 57.1552 | 653.4392
1977 | 57.1297 | 653.9861
1978 | 57.1041 | 654.5334
1979 | 57.0785 | 655.0811
1980 | 57.053 | 655.6291
1981 | 57.0275 | 656.1775
1982 | 57.0019 | 656.7263
1983 | 56.9764 | 657.2754
1984 | 56.9509 | 657.8249
1985 | 56.9254 | 658.3748
1986 | 56.8999 | 658.925
1987 | 56.8744 | 659.4756
1988 | 56.8489 | 660.0266
1989 | 56.8234 | 660.5779
1990 | 56.798 | 661.1296
1991 | 56.7725 | 661.6816
1992 | 56.7471 | 662.234
1993 | 56.7216 | 662.7868
1994 | 56.6962 | 663.34
1995 | 56.6707 | 663.8935
1996 | 56.6453 | 664.4474
1997 | 56.6199 | 665.0017
1998 | 56.5945 | 665.5563
1999 | 56.5691 | 666.1113
2000 | 56.5437 | 666.6667
2001 | 56.5183 | 667.2224
2002 | 56.493 | 667.7785
2003 | 56.4676 | 668.335
2004 | 56.4422 | 668.8919
2005 | 56.4169 | 669.4491
2006 | 56.3915 | 670.0067
2007 | 56.3662 | 670.5647
2008 | 56.3409 | 671.123
2009 | 56.3156 | 671.6817
2010 | 56.2902 | 672.2408
2011 | 56.2649 | 672.8003
2012 | 56.2396 | 673.3601
2013 | 56.2143 | 673.9203
2014 | 56.1891 | 674.4809
2015 | 56.1638 | 675.0419
2016 | 56.1385 | 675.6032
2017 | 56.1132 | 676.1649
2018 | 56.088 | 676.727
2019 | 56.0627 | 677.2895
2020 | 56.0375 | 677.8523
2021 | 56.0123 | 678.4156
2022 | 55.9871 | 678.9792
2023 | 55.9618 | 679.5432
2024 | 55.9366 | 680.1075
2025 | 55.9114 | 680.6723
2026 | 55.8862 | 681.2374
2027 | 55.861 | 681.8029
2028 | 55.8359 | 682.3688
2029 | 55.8107 | 682.935
2030 | 55.7855 | 683.5017
2031 | 55.7604 | 684.0687
2032 | 55.7352 | 684.6361
2033 | 55.7101 | 685.2039
2034 | 55.6849 | 685.7721
2035 | 55.6598 | 686.3406
2036 | 55.6347 | 686.9096
2037 | 55.6096 | 687.4789
2038 | 55.5845 | 688.0486
2039 | 55.5594 | 688.6187
2040 | 55.5343 | 689.1892
2041 | 55.5092 | 689.7601
2042 | 55.4841 | 690.3313
2043 | 55.459 | 690.9029
2044 | 55.434 | 691.475
2045 | 55.4089 | 692.0474
2046 | 55.3839 | 692.6202
2047 | 55.3588 | 693.1934
2048 | 55.3338 | 693.7669
2049 | 55.3087 | 694.3409
2050 | 55.2837 | 694.9153
2051 | 55.2587 | 695.49
2052 | 55.2337 | 696.0651
2053 | 55.2087 | 696.6407
2054 | 55.1837 | 697.2166
2055 | 55.1587 | 697.7929
2056 | 55.1337 | 698.3696
2057 | 55.1088 | 698.9467
2058 | 55.0838 | 699.5241
2059 | 55.0588 | 700.102
2060 | 55.0339 | 700.6803
2061 | 55.0089 | 701.2589
2062 | 54.984 | 701.838
2063 | 54.9591 | 702.4174
2064 | 54.9341 | 702.9973
2065 | 54.9092 | 703.5775
2066 | 54.8843 | 704.1581
2067 | 54.8594 | 704.7392
2068 | 54.8345 | 705.3206
2069 | 54.8096 | 705.9024
2070 | 54.7847 | 706.4846
2071 | 54.7599 | 707.0673
2072 | 54.735 | 707.6503
2073 | 54.7101 | 708.2337
2074 | 54.6853 | 708.8175
2075 | 54.6604 | 709.4017
2076 | 54.6356 | 709.9863
2077 | 54.6108 | 710.5713
2078 | 54.5859 | 711.1567
2079 | 54.5611 | 711.7426
2080 | 54.5363 | 712.3288
2081 | 54.5115 | 712.9154
2082 | 54.4867 | 713.5024
2083 | 54.4619 | 714.0898
2084 | 54.4371 | 714.6776
2085 | 54.4123 | 715.2659
2086 | 54.3875 | 715.8545
2087 | 54.3628 | 716.4435
2088 | 54.338 | 717.033
2089 | 54.3133 | 717.6228
2090 | 54.2885 | 718.2131
2091 | 54.2638 | 718.8037
2092 | 54.239 | 719.3948
2093 | 54.2143 | 719.9862
2094 | 54.1896 | 720.5781
2095 | 54.1649 | 721.1704
2096 | 54.1401 | 721.7631
2097 | 54.1154 | 722.3562
2098 | 54.0907 | 722.9497
2099 | 54.0661 | 723.5436
2100 | 54.0414 | 724.1379
2101 | 54.0167 | 724.7327
2102 | 53.992 | 725.3278
2103 | 53.9674 | 725.9234
2104 | 53.9427 | 726.5193
2105 | 53.9181 | 727.1157
2106 | 53.8934 | 727.7125
2107 | 53.8688 | 728.3097
2108 | 53.8441 | 728.9073
2109 | 53.8195 | 729.5054
2110 | 53.7949 | 730.1038
2111 | 53.7703 | 730.7027
2112 | 53.7457 | 731.3019
2113 | 53.7211 | 731.9016
2114 | 53.6965 | 732.5017
2115 | 53.6719 | 733.1023
2116 | 53.6473 | 733.7032
2117 | 53.6227 | 734.3045
2118 | 53.5982 | 734.9063
2119 | 53.5736 | 735.5085
2120 | 53.5491 | 736.1111
2121 | 53.5245 | 736.7141
2122 | 53.5 | 737.3176
2123 | 53.4754 | 737.9214
2124 | 53.4509 | 738.5257
2125 | 53.4264 | 739.1304
2126 | 53.4019 | 739.7356
2127 | 53.3774 | 740.3411
2128 | 53.3528 | 740.9471
2129 | 53.3283 | 741.5535
2130 | 53.3039 | 742.1603
2131 | 53.2794 | 742.7675
2132 | 53.2549 | 743.3752
2133 | 53.2304 | 743.9833
2134 | 53.2059 | 744.5918
2135 | 53.1815 | 745.2007
2136 | 53.157 | 745.8101
2137 | 53.1326 | 746.4198
2138 | 53.1081 | 747.03
2139 | 53.0837 | 747.6407
2140 | 53.0593 | 748.2517
2141 | 53.0348 | 748.8632
2142 | 53.0104 | 749.4752
2143 | 52.986 | 750.0875
2144 | 52.9616 | 750.7003
2145 | 52.9372 | 751.3135
2146 | 52.9128 | 751.9271
2147 | 52.8884 | 752.5412
2148 | 52.864 | 753.1557
2149 | 52.8396 | 753.7706
2150 | 52.8153 | 754.386
2151 | 52.7909 | 755.0018
2152 | 52.7666 | 755.618
2153 | 52.7422 | 756.2346
2154 | 52.7178 | 756.8517
2155 | 52.6935 | 757.4692
2156 | 52.6692 | 758.0872
2157 | 52.6448 | 758.7056
2158 | 52.6205 | 759.3244
2159 | 52.5962 | 759.9437
2160 | 52.5719 | 760.5634
2161 | 52.5476 | 761.1835
2162 | 52.5233 | 761.8041
2163 | 52.499 | 762.4251
2164 | 52.4747 | 763.0465
2165 | 52.4504 | 763.6684
2166 | 52.4261 | 764.2908
2167 | 52.4019 | 764.9135
2168 | 52.3776 | 765.5367
2169 | 52.3533 | 766.1604
2170 | 52.3291 | 766.7845
2171 | 52.3048 | 767.409
2172 | 52.2806 | 768.0339
2173 | 52.2564 | 768.6594
2174 | 52.2321 | 769.2852
2175 | 52.2079 | 769.9115
2176 | 52.1837 | 770.5382
2177 | 52.1595 | 771.1654
2178 | 52.1353 | 771.7931
2179 | 52.1111 | 772.4211
2180 | 52.0869 | 773.0496
2181 | 52.0627 | 773.6786
2182 | 52.0385 | 774.308
2183 | 52.0143 | 774.9379
2184 | 51.9901 | 775.5682
2185 | 51.966 | 776.1989
2186 | 51.9418 | 776.8301
2187 | 51.9176 | 777.4618
2188 | 51.8935 | 778.0939
2189 | 51.8693 | 778.7264
2190 | 51.8452 | 779.3594
2191 | 51.8211 | 779.9929
2192 | 51.7969 | 780.6268
2193 | 51.7728 | 781.2611
2194 | 51.7487 | 781.8959
2195 | 51.7246 | 782.5312
2196 | 51.7005 | 783.1669
2197 | 51.6764 | 783.8031
2198 | 51.6523 | 784.4397
2199 | 51.6282 | 785.0768
2200 | 51.6041 | 785.7143
2201 | 51.58 | 786.3523
2202 | 51.5559 | 786.9907
2203 | 51.5319 | 787.6296
2204 | 51.5078 | 788.269
2205 | 51.4837 | 788.9088
2206 | 51.4597 | 789.549
2207 | 51.4356 | 790.1898
2208 | 51.4116 | 790.8309
2209 | 51.3876 | 791.4726
2210 | 51.3635 | 792.1147
2211 | 51.3395 | 792.7573
2212 | 51.3155 | 793.4003
2213 | 51.2915 | 794.0438
2214 | 51.2675 | 794.6877
2215 | 51.2435 | 795.3321
2216 | 51.2195 | 795.977
2217 | 51.1955 | 796.6223
2218 | 51.1715 | 797.2682
2219 | 51.1475 | 797.9144
2220 | 51.1235 | 798.5612
2221 | 51.0995 | 799.2083
2222 | 51.0756 | 799.856
2223 | 51.0516 | 800.5041
2224 | 51.0276 | 801.1527
2225 | 51.0037 | 801.8018
2226 | 50.9797 | 802.4513
2227 | 50.9558 | 803.1013
2228 | 50.9319 | 803.7518
2229 | 50.9079 | 804.4027
2230 | 50.884 | 805.0542
2231 | 50.8601 | 805.706
2232 | 50.8362 | 806.3584
2233 | 50.8123 | 807.0112
2234 | 50.7884 | 807.6645
2235 | 50.7645 | 808.3183
2236 | 50.7406 | 808.9725
2237 | 50.7167 | 809.6272
2238 | 50.6928 | 810.2824
2239 | 50.6689 | 810.9381
2240 | 50.645 | 811.5942
2241 | 50.6212 | 812.2508
2242 | 50.5973 | 812.9079
2243 | 50.5734 | 813.5655
2244 | 50.5496 | 814.2235
2245 | 50.5257 | 814.882
2246 | 50.5019 | 815.541
2247 | 50.478 | 816.2005
2248 | 50.4542 | 816.8605
2249 | 50.4304 | 817.5209
2250 | 50.4066 | 818.1818
2251 | 50.3827 | 818.8432
2252 | 50.3589 | 819.5051
2253 | 50.3351 | 820.1675
2254 | 50.3113 | 820.8303
2255 | 50.2875 | 821.4936
2256 | 50.2637 | 822.1574
2257 | 50.2399 | 822.8217
2258 | 50.2161 | 823.4865
2259 | 50.1924 | 824.1518
2260 | 50.1686 | 824.8175
2261 | 50.1448 | 825.4838
2262 | 50.121 | 826.1505
2263 | 50.0973 | 826.8177
2264 | 50.0735 | 827.4854
2265 | 50.0498 | 828.1536
2266 | 50.026 | 828.8222
2267 | 50.0023 | 829.4914
2268 | 49.9786 | 830.1611
2269 | 49.9548 | 830.8312
2270 | 49.9311 | 831.5018
2271 | 49.9074 | 832.173
2272 | 49.8837 | 832.8446
2273 | 49.8599 | 833.5167
2274 | 49.8362 | 834.1893
2275 | 49.8125 | 834.8624
2276 | 49.7888 | 835.536
2277 | 49.7651 | 836.2101
2278 | 49.7415 | 836.8846
2279 | 49.7178 | 837.5597
2280 | 49.6941 | 838.2353
2281 | 49.6704 | 838.9114
2282 | 49.6467 | 839.5879
2283 | 49.6231 | 840.265
2284 | 49.5994 | 840.9426
2285 | 49.5758 | 841.6206
2286 | 49.5521 | 842.2992
2287 | 49.5285 | 842.9783
2288 | 49.5048 | 843.6578
2289 | 49.4812 | 844.3379
2290 | 49.4576 | 845.0185
2291 | 49.4339 | 845.6995
2292 | 49.4103 | 846.3811
2293 | 49.3867 | 847.0632
2294 | 49.3631 | 847.7458
2295 | 49.3395 | 848.4288
2296 | 49.3159 | 849.1124
2297 | 49.2923 | 849.7965
2298 | 49.2687 | 850.4811
2299 | 49.2451 | 851.1662
2300 | 49.2215 | 851.8519
2301 | 49.1979 | 852.538
2302 | 49.1743 | 853.2246
2303 | 49.1507 | 853.9118
2304 | 49.1272 | 854.5994
2305 | 49.1036 | 855.2876
2306 | 49.0801 | 855.9762
2307 | 49.0565 | 856.6654
2308 | 49.0329 | 857.3551
2309 | 49.0094 | 858.0453
2310 | 48.9859 | 858.7361
2311 | 48.9623 | 859.4273
2312 | 48.9388 | 860.119
2313 | 48.9153 | 860.8113
2314 | 48.8917 | 861.5041
2315 | 48.8682 | 862.1974
2316 | 48.8447 | 862.8912
2317 | 48.8212 | 863.5855
2318 | 48.7977 | 864.2804
2319 | 48.7742 | 864.9758
2320 | 48.7507 | 865.6716
2321 | 48.7272 | 866.368
2322 | 48.7037 | 867.065
2323 | 48.6802 | 867.7624
2324 | 48.6567 | 868.4604
2325 | 48.6332 | 869.1589
2326 | 48.6098 | 869.8579
2327 | 48.5863 | 870.5574
2328 | 48.5628 | 871.2575
2329 | 48.5394 | 871.9581
2330 | 48.5159 | 872.6592
2331 | 48.4925 | 873.3608
2332 | 48.469 | 874.063
2333 | 48.4456 | 874.7657
2334 | 48.4222 | 875.4689
2335 | 48.3987 | 876.1726
2336 | 48.3753 | 876.8769
2337 | 48.3519 | 877.5817
2338 | 48.3284 | 878.287
2339 | 48.305 | 878.9929
2340 | 48.2816 | 879.6992
2341 | 48.2582 | 880.4062
2342 | 48.2348 | 881.1136
2343 | 48.2114 | 881.8216
2344 | 48.188 | 882.5301
2345 | 48.1646 | 883.2392
2346 | 48.1412 | 883.9488
2347 | 48.1178 | 884.6589
2348 | 48.0945 | 885.3695
2349 | 48.0711 | 886.0807
2350 | 48.0477 | 886.7925
2351 | 48.0243 | 887.5047
2352 | 48.001 | 888.2175
2353 | 47.9776 | 888.9309
2354 | 47.9543 | 889.6447
2355 | 47.9309 | 890.3592
2356 | 47.9076 | 891.0741
2357 | 47.8842 | 891.7896
2358 | 47.8609 | 892.5057
2359 | 47.8375 | 893.2223
2360 | 47.8142 | 893.9394
2361 | 47.7909 | 894.6571
2362 | 47.7676 | 895.3753
2363 | 47.7442 | 896.094
2364 | 47.7209 | 896.8134
2365 | 47.6976 | 897.5332
2366 | 47.6743 | 898.2536
2367 | 47.651 | 898.9746
2368 | 47.6277 | 899.696
2369 | 47.6044 | 900.4181
2370 | 47.5811 | 901.1407
2371 | 47.5578 | 901.8638
2372 | 47.5345 | 902.5875
2373 | 47.5113 | 903.3118
2374 | 47.488 | 904.0366
2375 | 47.4647 | 904.7619
2376 | 47.4414 | 905.4878
2377 | 47.4182 | 906.2143
2378 | 47.3949 | 906.9413
2379 | 47.3717 | 907.6688
2380 | 47.3484 | 908.3969
2381 | 47.3252 | 909.1256
2382 | 47.3019 | 909.8549
2383 | 47.2787 | 910.5846
2384 | 47.2554 | 911.315
2385 | 47.2322 | 912.0459
2386 | 47.209 | 912.7774
2387 | 47.1857 | 913.5094
2388 | 47.1625 | 914.242
2389 | 47.1393 | 914.9751
2390 | 47.1161 | 915.7088
2391 | 47.0929 | 916.4431
2392 | 47.0697 | 917.1779
2393 | 47.0465 | 917.9133
2394 | 47.0233 | 918.6493
2395 | 47.0001 | 919.3858
2396 | 46.9769 | 920.1229
2397 | 46.9537 | 920.8605
2398 | 46.9305 | 921.5988
2399 | 46.9073 | 922.3376
2400 | 46.8841 | 923.0769
2401 | 46.861 | 923.8169
2402 | 46.8378 | 924.5574
2403 | 46.8146 | 925.2984
2404 | 46.7915 | 926.0401
2405 | 46.7683 | 926.7823
2406 | 46.7451 | 927.5251
2407 | 46.722 | 928.2684
2408 | 46.6988 | 929.0123
2409 | 46.6757 | 929.7569
2410 | 46.6526 | 930.5019
2411 | 46.6294 | 931.2476
2412 | 46.6063 | 931.9938
2413 | 46.5831 | 932.7406
2414 | 46.56 | 933.488
2415 | 46.5369 | 934.236
2416 | 46.5138 | 934.9845
2417 | 46.4907 | 935.7336
2418 | 46.4675 | 936.4833
2419 | 46.4444 | 937.2336
2420 | 46.4213 | 937.9845
2421 | 46.3982 | 938.7359
2422 | 46.3751 | 939.488
2423 | 46.352 | 940.2406
2424 | 46.3289 | 940.9938
2425 | 46.3058 | 941.7476
2426 | 46.2828 | 942.5019
2427 | 46.2597 | 943.2569
2428 | 46.2366 | 944.0124
2429 | 46.2135 | 944.7686
2430 | 46.1904 | 945.5253
2431 | 46.1674 | 946.2826
2432 | 46.1443 | 947.0405
2433 | 46.1213 | 947.799
2434 | 46.0982 | 948.5581
2435 | 46.0751 | 949.3177
2436 | 46.0521 | 950.078
2437 | 46.029 | 950.8389
2438 | 46.006 | 951.6003
2439 | 45.983 | 952.3624
2440 | 45.9599 | 953.125
2441 | 45.9369 | 953.8882
2442 | 45.9138 | 954.6521
2443 | 45.8908 | 955.4165
2444 | 45.8678 | 956.1815
2445 | 45.8448 | 956.9472
2446 | 45.8217 | 957.7134
2447 | 45.7987 | 958.4802
2448 | 45.7757 | 959.2476
2449 | 45.7527 | 960.0157
2450 | 45.7297 | 960.7843
2451 | 45.7067 | 961.5536
2452 | 45.6837 | 962.3234
2453 | 45.6607 | 963.0938
2454 | 45.6377 | 963.8649
2455 | 45.6147 | 964.6365
2456 | 45.5917 | 965.4088
2457 | 45.5688 | 966.1817
2458 | 45.5458 | 966.9552
2459 | 45.5228 | 967.7292
2460 | 45.4998 | 968.5039
2461 | 45.4769 | 969.2792
2462 | 45.4539 | 970.0552
2463 | 45.4309 | 970.8317
2464 | 45.408 | 971.6088
2465 | 45.385 | 972.3866
2466 | 45.3621 | 973.165
2467 | 45.3391 | 973.9439
2468 | 45.3162 | 974.7235
2469 | 45.2932 | 975.5038
2470 | 45.2703 | 976.2846
2471 | 45.2473 | 977.066
2472 | 45.2244 | 977.8481
2473 | 45.2015 | 978.6308
2474 | 45.1785 | 979.4141
2475 | 45.1556 | 980.198
2476 | 45.1327 | 980.9826
2477 | 45.1098 | 981.7677
2478 | 45.0868 | 982.5535
2479 | 45.0639 | 983.3399
2480 | 45.041 | 984.127
2481 | 45.0181 | 984.9146
2482 | 44.9952 | 985.7029
2483 | 44.9723 | 986.4919
2484 | 44.9494 | 987.2814
2485 | 44.9265 | 988.0716
2486 | 44.9036 | 988.8624
2487 | 44.8807 | 989.6538
2488 | 44.8578 | 990.4459
2489 | 44.8349 | 991.2386
2490 | 44.8121 | 992.0319
2491 | 44.7892 | 992.8258
2492 | 44.7663 | 993.6204
2493 | 44.7434 | 994.4156
2494 | 44.7206 | 995.2115
2495 | 44.6977 | 996.008
2496 | 44.6748 | 996.8051
2497 | 44.652 | 997.6029
2498 | 44.6291 | 998.4013
2499 | 44.6062 | 999.2003
2500 | 44.5834 | 1000
2501 | 44.5605 | 1000.8003
2502 | 44.5377 | 1001.6013
2503 | 44.5149 | 1002.4029
2504 | 44.492 | 1003.2051
2505 | 44.4692 | 1004.008
2506 | 44.4463 | 1004.8115
2507 | 44.4235 | 1005.6157
2508 | 44.4007 | 1006.4205
2509 | 44.3778 | 1007.226
2510 | 44.355 | 1008.0321
2511 | 44.3322 | 1008.8389
2512 | 44.3094 | 1009.6463
2513 | 44.2866 | 1010.4544
2514 | 44.2637 | 1011.2631
2515 | 44.2409 | 1012.0724
2516 | 44.2181 | 1012.8824
2517 | 44.1953 | 1013.6931
2518 | 44.1725 | 1014.5044
2519 | 44.1497 | 1015.3164
2520 | 44.1269 | 1016.129
2521 | 44.1041 | 1016.9423
2522 | 44.0813 | 1017.7563
2523 | 44.0585 | 1018.5709
2524 | 44.0358 | 1019.3861
2525 | 44.013 | 1020.202
2526 | 43.9902 | 1021.0186
2527 | 43.9674 | 1021.8358
2528 | 43.9446 | 1022.6537
2529 | 43.9219 | 1023.4723
2530 | 43.8991 | 1024.2915
2531 | 43.8763 | 1025.1114
2532 | 43.8535 | 1025.9319
2533 | 43.8308 | 1026.7531
2534 | 43.808 | 1027.575
2535 | 43.7853 | 1028.3976
2536 | 43.7625 | 1029.2208
2537 | 43.7398 | 1030.0447
2538 | 43.717 | 1030.8692
2539 | 43.6943 | 1031.6944
2540 | 43.6715 | 1032.5203
2541 | 43.6488 | 1033.3469
2542 | 43.626 | 1034.1741
2543 | 43.6033 | 1035.002
2544 | 43.5806 | 1035.8306
2545 | 43.5578 | 1036.6599
2546 | 43.5351 | 1037.4898
2547 | 43.5124 | 1038.3204
2548 | 43.4896 | 1039.1517
2549 | 43.4669 | 1039.9837
2550 | 43.4442 | 1040.8163
2551 | 43.4215 | 1041.6497
2552 | 43.3988 | 1042.4837
2553 | 43.376 | 1043.3183
2554 | 43.3533 | 1044.1537
2555 | 43.3306 | 1044.9898
2556 | 43.3079 | 1045.8265
2557 | 43.2852 | 1046.6639
2558 | 43.2625 | 1047.502
2559 | 43.2398 | 1048.3408
2560 | 43.2171 | 1049.1803
2561 | 43.1944 | 1050.0205
2562 | 43.1717 | 1050.8614
2563 | 43.149 | 1051.7029
2564 | 43.1264 | 1052.5452
2565 | 43.1037 | 1053.3881
2566 | 43.081 | 1054.2317
2567 | 43.0583 | 1055.076
2568 | 43.0356 | 1055.9211
2569 | 43.013 | 1056.7668
2570 | 42.9903 | 1057.6132
2571 | 42.9676 | 1058.4603
2572 | 42.945 | 1059.3081
2573 | 42.9223 | 1060.1566
2574 | 42.8996 | 1061.0058
2575 | 42.877 | 1061.8557
2576 | 42.8543 | 1062.7063
2577 | 42.8316 | 1063.5576
2578 | 42.809 | 1064.4096
2579 | 42.7863 | 1065.2623
2580 | 42.7637 | 1066.1157
2581 | 42.741 | 1066.9698
2582 | 42.7184 | 1067.8246
2583 | 42.6958 | 1068.6802
2584 | 42.6731 | 1069.5364
2585 | 42.6505 | 1070.3934
2586 | 42.6278 | 1071.251
2587 | 42.6052 | 1072.1094
2588 | 42.5826 | 1072.9685
2589 | 42.5599 | 1073.8283
2590 | 42.5373 | 1074.6888
2591 | 42.5147 | 1075.55
2592 | 42.4921 | 1076.412
2593 | 42.4694 | 1077.2746
2594 | 42.4468 | 1078.138
2595 | 42.4242 | 1079.0021
2596 | 42.4016 | 1079.8669
2597 | 42.379 | 1080.7324
2598 | 42.3564 | 1081.5987
2599 | 42.3337 | 1082.4656
2600 | 42.3111 | 1083.3333
2601 | 42.2885 | 1084.2018
2602 | 42.2659 | 1085.0709
2603 | 42.2433 | 1085.9408
2604 | 42.2207 | 1086.8114
2605 | 42.1981 | 1087.6827
2606 | 42.1755 | 1088.5547
2607 | 42.1529 | 1089.4275
2608 | 42.1304 | 1090.301
2609 | 42.1078 | 1091.1752
2610 | 42.0852 | 1092.0502
2611 | 42.0626 | 1092.9259
2612 | 42.04 | 1093.8023
2613 | 42.0174 | 1094.6795
2614 | 41.9949 | 1095.5574
2615 | 41.9723 | 1096.4361
2616 | 41.9497 | 1097.3154
2617 | 41.9271 | 1098.1956
2618 | 41.9046 | 1099.0764
2619 | 41.882 | 1099.958
2620 | 41.8594 | 1100.8403
2621 | 41.8369 | 1101.7234
2622 | 41.8143 | 1102.6072
2623 | 41.7917 | 1103.4918
2624 | 41.7692 | 1104.3771
2625 | 41.7466 | 1105.2632
2626 | 41.7241 | 1106.15
2627 | 41.7015 | 1107.0375
2628 | 41.679 | 1107.9258
2629 | 41.6564 | 1108.8148
2630 | 41.6339 | 1109.7046
2631 | 41.6113 | 1110.5952
2632 | 41.5888 | 1111.4865
2633 | 41.5662 | 1112.3785
2634 | 41.5437 | 1113.2713
2635 | 41.5211 | 1114.1649
2636 | 41.4986 | 1115.0592
2637 | 41.4761 | 1115.9543
2638 | 41.4535 | 1116.8501
2639 | 41.431 | 1117.7467
2640 | 41.4085 | 1118.6441
2641 | 41.3859 | 1119.5422
2642 | 41.3634 | 1120.4411
2643 | 41.3409 | 1121.3407
2644 | 41.3184 | 1122.2411
2645 | 41.2959 | 1123.1423
2646 | 41.2733 | 1124.0442
2647 | 41.2508 | 1124.9469
2648 | 41.2283 | 1125.8503
2649 | 41.2058 | 1126.7546
2650 | 41.1833 | 1127.6596
2651 | 41.1608 | 1128.5653
2652 | 41.1382 | 1129.4719
2653 | 41.1157 | 1130.3792
2654 | 41.0932 | 1131.2873
2655 | 41.0707 | 1132.1962
2656 | 41.0482 | 1133.1058
2657 | 41.0257 | 1134.0162
2658 | 41.0032 | 1134.9274
2659 | 40.9807 | 1135.8394
2660 | 40.9582 | 1136.7521
2661 | 40.9357 | 1137.6657
2662 | 40.9132 | 1138.58
2663 | 40.8908 | 1139.4951
2664 | 40.8683 | 1140.411
2665 | 40.8458 | 1141.3276
2666 | 40.8233 | 1142.2451
2667 | 40.8008 | 1143.1633
2668 | 40.7783 | 1144.0823
2669 | 40.7558 | 1145.0021
2670 | 40.7334 | 1145.9227
2671 | 40.7109 | 1146.8441
2672 | 40.6884 | 1147.7663
2673 | 40.6659 | 1148.6893
2674 | 40.6435 | 1149.6131
2675 | 40.621 | 1150.5376
2676 | 40.5985 | 1151.463
2677 | 40.576 | 1152.3892
2678 | 40.5536 | 1153.3161
2679 | 40.5311 | 1154.2439
2680 | 40.5086 | 1155.1724
2681 | 40.4862 | 1156.1018
2682 | 40.4637 | 1157.0319
2683 | 40.4413 | 1157.9629
2684 | 40.4188 | 1158.8946
2685 | 40.3963 | 1159.8272
2686 | 40.3739 | 1160.7606
2687 | 40.3514 | 1161.6948
2688 | 40.329 | 1162.6298
2689 | 40.3065 | 1163.5656
2690 | 40.2841 | 1164.5022
2691 | 40.2616 | 1165.4396
2692 | 40.2392 | 1166.3778
2693 | 40.2167 | 1167.3169
2694 | 40.1943 | 1168.2567
2695 | 40.1718 | 1169.1974
2696 | 40.1494 | 1170.1389
2697 | 40.127 | 1171.0812
2698 | 40.1045 | 1172.0243
2699 | 40.0821 | 1172.9683
2700 | 40.0596 | 1173.913
2701 | 40.0372 | 1174.8586
2702 | 40.0148 | 1175.805
2703 | 39.9923 | 1176.7523
2704 | 39.9699 | 1177.7003
2705 | 39.9475 | 1178.6492
2706 | 39.925 | 1179.599
2707 | 39.9026 | 1180.5495
2708 | 39.8802 | 1181.5009
2709 | 39.8578 | 1182.4531
2710 | 39.8353 | 1183.4061
2711 | 39.8129 | 1184.36
2712 | 39.7905 | 1185.3147
2713 | 39.7681 | 1186.2702
2714 | 39.7457 | 1187.2266
2715 | 39.7232 | 1188.1838
2716 | 39.7008 | 1189.1419
2717 | 39.6784 | 1190.1007
2718 | 39.656 | 1191.0605
2719 | 39.6336 | 1192.021
2720 | 39.6112 | 1192.9825
2721 | 39.5888 | 1193.9447
2722 | 39.5664 | 1194.9078
2723 | 39.5439 | 1195.8718
2724 | 39.5215 | 1196.8366
2725 | 39.4991 | 1197.8022
2726 | 39.4767 | 1198.7687
2727 | 39.4543 | 1199.736
2728 | 39.4319 | 1200.7042
2729 | 39.4095 | 1201.6733
2730 | 39.3871 | 1202.6432
2731 | 39.3647 | 1203.6139
2732 | 39.3423 | 1204.5855
2733 | 39.3199 | 1205.558
2734 | 39.2975 | 1206.5313
2735 | 39.2751 | 1207.5055
2736 | 39.2527 | 1208.4806
2737 | 39.2303 | 1209.4565
2738 | 39.208 | 1210.4332
2739 | 39.1856 | 1211.4109
2740 | 39.1632 | 1212.3894
2741 | 39.1408 | 1213.3687
2742 | 39.1184 | 1214.349
2743 | 39.096 | 1215.3301
2744 | 39.0736 | 1216.3121
2745 | 39.0512 | 1217.2949
2746 | 39.0289 | 1218.2786
2747 | 39.0065 | 1219.2632
2748 | 38.9841 | 1220.2487
2749 | 38.9617 | 1221.235
2750 | 38.9393 | 1222.2222
2751 | 38.917 | 1223.2103
2752 | 38.8946 | 1224.1993
2753 | 38.8722 | 1225.1891
2754 | 38.8498 | 1226.1799
2755 | 38.8274 | 1227.1715
2756 | 38.8051 | 1228.164
2757 | 38.7827 | 1229.1574
2758 | 38.7603 | 1230.1517
2759 | 38.738 | 1231.1468
2760 | 38.7156 | 1232.1429
2761 | 38.6932 | 1233.1398
2762 | 38.6708 | 1234.1376
2763 | 38.6485 | 1235.1363
2764 | 38.6261 | 1236.136
2765 | 38.6037 | 1237.1365
2766 | 38.5814 | 1238.1379
2767 | 38.559 | 1239.1402
2768 | 38.5366 | 1240.1434
2769 | 38.5143 | 1241.1475
2770 | 38.4919 | 1242.1525
2771 | 38.4696 | 1243.1584
2772 | 38.4472 | 1244.1652
2773 | 38.4248 | 1245.1729
2774 | 38.4025 | 1246.1815
2775 | 38.3801 | 1247.191
2776 | 38.3578 | 1248.2014
2777 | 38.3354 | 1249.2128
2778 | 38.3131 | 1250.225
2779 | 38.2907 | 1251.2382
2780 | 38.2683 | 1252.2523
2781 | 38.246 | 1253.2672
2782 | 38.2236 | 1254.2831
2783 | 38.2013 | 1255.3
2784 | 38.1789 | 1256.3177
2785 | 38.1566 | 1257.3363
2786 | 38.1342 | 1258.3559
2787 | 38.1119 | 1259.3764
2788 | 38.0895 | 1260.3978
2789 | 38.0672 | 1261.4202
2790 | 38.0448 | 1262.4434
2791 | 38.0225 | 1263.4676
2792 | 38.0001 | 1264.4928
2793 | 37.9778 | 1265.5188
2794 | 37.9555 | 1266.5458
2795 | 37.9331 | 1267.5737
2796 | 37.9108 | 1268.6025
2797 | 37.8884 | 1269.6323
2798 | 37.8661 | 1270.663
2799 | 37.8437 | 1271.6947
2800 | 37.8214 | 1272.7273
2801 | 37.7991 | 1273.7608
2802 | 37.7767 | 1274.7953
2803 | 37.7544 | 1275.8307
2804 | 37.732 | 1276.867
2805 | 37.7097 | 1277.9043
2806 | 37.6874 | 1278.9426
2807 | 37.665 | 1279.9818
2808 | 37.6427 | 1281.0219
2809 | 37.6204 | 1282.063
2810 | 37.598 | 1283.105
2811 | 37.5757 | 1284.148
2812 | 37.5534 | 1285.192
2813 | 37.531 | 1286.2369
2814 | 37.5087 | 1287.2827
2815 | 37.4863 | 1288.3295
2816 | 37.464 | 1289.3773
2817 | 37.4417 | 1290.426
2818 | 37.4194 | 1291.4757
2819 | 37.397 | 1292.5264
2820 | 37.3747 | 1293.578
2821 | 37.3524 | 1294.6306
2822 | 37.33 | 1295.6841
2823 | 37.3077 | 1296.7386
2824 | 37.2854 | 1297.7941
2825 | 37.263 | 1298.8506
2826 | 37.2407 | 1299.908
2827 | 37.2184 | 1300.9664
2828 | 37.1961 | 1302.0258
2829 | 37.1737 | 1303.0861
2830 | 37.1514 | 1304.1475
2831 | 37.1291 | 1305.2098
2832 | 37.1068 | 1306.2731
2833 | 37.0844 | 1307.3373
2834 | 37.0621 | 1308.4026
2835 | 37.0398 | 1309.4688
2836 | 37.0174 | 1310.536
2837 | 36.9951 | 1311.6043
2838 | 36.9728 | 1312.6735
2839 | 36.9505 | 1313.7436
2840 | 36.9282 | 1314.8148
2841 | 36.9058 | 1315.887
2842 | 36.8835 | 1316.9601
2843 | 36.8612 | 1318.0343
2844 | 36.8389 | 1319.1095
2845 | 36.8165 | 1320.1856
2846 | 36.7942 | 1321.2628
2847 | 36.7719 | 1322.3409
2848 | 36.7496 | 1323.4201
2849 | 36.7273 | 1324.5002
2850 | 36.7049 | 1325.5814
2851 | 36.6826 | 1326.6636
2852 | 36.6603 | 1327.7467
2853 | 36.638 | 1328.8309
2854 | 36.6156 | 1329.9161
2855 | 36.5933 | 1331.0023
2856 | 36.571 | 1332.0896
2857 | 36.5487 | 1333.1778
2858 | 36.5264 | 1334.267
2859 | 36.504 | 1335.3573
2860 | 36.4817 | 1336.4486
2861 | 36.4594 | 1337.5409
2862 | 36.4371 | 1338.6342
2863 | 36.4148 | 1339.7286
2864 | 36.3925 | 1340.824
2865 | 36.3701 | 1341.9204
2866 | 36.3478 | 1343.0178
2867 | 36.3255 | 1344.1163
2868 | 36.3032 | 1345.2158
2869 | 36.2809 | 1346.3163
2870 | 36.2585 | 1347.4178
2871 | 36.2362 | 1348.5204
2872 | 36.2139 | 1349.6241
2873 | 36.1916 | 1350.7287
2874 | 36.1693 | 1351.8344
2875 | 36.147 | 1352.9412
2876 | 36.1246 | 1354.049
2877 | 36.1023 | 1355.1578
2878 | 36.08 | 1356.2677
2879 | 36.0577 | 1357.3786
2880 | 36.0354 | 1358.4906
2881 | 36.013 | 1359.6036
2882 | 35.9907 | 1360.7177
2883 | 35.9684 | 1361.8328
2884 | 35.9461 | 1362.949
2885 | 35.9238 | 1364.0662
2886 | 35.9015 | 1365.1845
2887 | 35.8791 | 1366.3038
2888 | 35.8568 | 1367.4242
2889 | 35.8345 | 1368.5457
2890 | 35.8122 | 1369.6682
2891 | 35.7899 | 1370.7918
2892 | 35.7675 | 1371.9165
2893 | 35.7452 | 1373.0422
2894 | 35.7229 | 1374.169
2895 | 35.7006 | 1375.2969
2896 | 35.6783 | 1376.4259
2897 | 35.6559 | 1377.5559
2898 | 35.6336 | 1378.687
2899 | 35.6113 | 1379.8191
2900 | 35.589 | 1380.9524
2901 | 35.5667 | 1382.0867
2902 | 35.5443 | 1383.2221
2903 | 35.522 | 1384.3586
2904 | 35.4997 | 1385.4962
2905 | 35.4774 | 1386.6348
2906 | 35.4551 | 1387.7746
2907 | 35.4327 | 1388.9154
2908 | 35.4104 | 1390.0574
2909 | 35.3881 | 1391.2004
2910 | 35.3658 | 1392.3445
2911 | 35.3435 | 1393.4897
2912 | 35.3211 | 1394.636
2913 | 35.2988 | 1395.7834
2914 | 35.2765 | 1396.9319
2915 | 35.2542 | 1398.0815
2916 | 35.2318 | 1399.2322
2917 | 35.2095 | 1400.3841
2918 | 35.1872 | 1401.537
2919 | 35.1649 | 1402.691
2920 | 35.1425 | 1403.8462
2921 | 35.1202 | 1405.0024
2922 | 35.0979 | 1406.1598
2923 | 35.0756 | 1407.3182
2924 | 35.0532 | 1408.4778
2925 | 35.0309 | 1409.6386
2926 | 35.0086 | 1410.8004
2927 | 34.9863 | 1411.9633
2928 | 34.9639 | 1413.1274
2929 | 34.9416 | 1414.2926
2930 | 34.9193 | 1415.4589
2931 | 34.897 | 1416.6264
2932 | 34.8746 | 1417.795
2933 | 34.8523 | 1418.9647
2934 | 34.83 | 1420.1355
2935 | 34.8076 | 1421.3075
2936 | 34.7853 | 1422.4806
2937 | 34.763 | 1423.6549
2938 | 34.7406 | 1424.8303
2939 | 34.7183 | 1426.0068
2940 | 34.696 | 1427.1845
2941 | 34.6736 | 1428.3633
2942 | 34.6513 | 1429.5432
2943 | 34.629 | 1430.7244
2944 | 34.6066 | 1431.9066
2945 | 34.5843 | 1433.09
2946 | 34.562 | 1434.2746
2947 | 34.5396 | 1435.4603
2948 | 34.5173 | 1436.6472
2949 | 34.495 | 1437.8352
2950 | 34.4726 | 1439.0244
2951 | 34.4503 | 1440.2147
2952 | 34.428 | 1441.4062
2953 | 34.4056 | 1442.5989
2954 | 34.3833 | 1443.7928
2955 | 34.3609 | 1444.9878
2956 | 34.3386 | 1446.184
2957 | 34.3163 | 1447.3813
2958 | 34.2939 | 1448.5798
2959 | 34.2716 | 1449.7795
2960 | 34.2492 | 1450.9804
2961 | 34.2269 | 1452.1824
2962 | 34.2045 | 1453.3857
2963 | 34.1822 | 1454.5901
2964 | 34.1599 | 1455.7957
2965 | 34.1375 | 1457.0025
2966 | 34.1152 | 1458.2104
2967 | 34.0928 | 1459.4196
2968 | 34.0705 | 1460.6299
2969 | 34.0481 | 1461.8415
2970 | 34.0258 | 1463.0542
2971 | 34.0034 | 1464.2681
2972 | 33.9811 | 1465.4832
2973 | 33.9587 | 1466.6996
2974 | 33.9364 | 1467.9171
2975 | 33.914 | 1469.1358
2976 | 33.8917 | 1470.3557
2977 | 33.8693 | 1471.5769
2978 | 33.8469 | 1472.7992
2979 | 33.8246 | 1474.0228
2980 | 33.8022 | 1475.2475
2981 | 33.7799 | 1476.4735
2982 | 33.7575 | 1477.7007
2983 | 33.7352 | 1478.9291
2984 | 33.7128 | 1480.1587
2985 | 33.6904 | 1481.3896
2986 | 33.6681 | 1482.6216
2987 | 33.6457 | 1483.8549
2988 | 33.6233 | 1485.0895
2989 | 33.601 | 1486.3252
2990 | 33.5786 | 1487.5622
2991 | 33.5562 | 1488.8004
2992 | 33.5339 | 1490.0398
2993 | 33.5115 | 1491.2805
2994 | 33.4891 | 1492.5224
2995 | 33.4668 | 1493.7656
2996 | 33.4444 | 1495.01
2997 | 33.422 | 1496.2556
2998 | 33.3997 | 1497.5025
2999 | 33.3773 | 1498.7506
3000 | 33.3549 | 1500
3001 | 33.3325 | 1501.2506
3002 | 33.3102 | 1502.5025
3003 | 33.2878 | 1503.7556
3004 | 33.2654 | 1505.01
3005 | 33.243 | 1506.2657
3006 | 33.2206 | 1507.5226
3007 | 33.1983 | 1508.7807
3008 | 33.1759 | 1510.0402
3009 | 33.1535 | 1511.3009
3010 | 33.1311 | 1512.5628
3011 | 33.1087 | 1513.826
3012 | 33.0863 | 1515.0905
3013 | 33.064 | 1516.3563
3014 | 33.0416 | 1517.6234
3015 | 33.0192 | 1518.8917
3016 | 32.9968 | 1520.1613
3017 | 32.9744 | 1521.4322
3018 | 32.952 | 1522.7043
3019 | 32.9296 | 1523.9778
3020 | 32.9072 | 1525.2525
3021 | 32.8848 | 1526.5285
3022 | 32.8624 | 1527.8059
3023 | 32.84 | 1529.0845
3024 | 32.8176 | 1530.3644
3025 | 32.7952 | 1531.6456
3026 | 32.7728 | 1532.9281
3027 | 32.7504 | 1534.2119
3028 | 32.728 | 1535.497
3029 | 32.7056 | 1536.7834
3030 | 32.6832 | 1538.0711
3031 | 32.6608 | 1539.3601
3032 | 32.6384 | 1540.6504
3033 | 32.616 | 1541.942
3034 | 32.5936 | 1543.235
3035 | 32.5712 | 1544.5293
3036 | 32.5488 | 1545.8248
3037 | 32.5264 | 1547.1218
3038 | 32.5039 | 1548.42
3039 | 32.4815 | 1549.7195
3040 | 32.4591 | 1551.0204
3041 | 32.4367 | 1552.3226
3042 | 32.4143 | 1553.6261
3043 | 32.3918 | 1554.931
3044 | 32.3694 | 1556.2372
3045 | 32.347 | 1557.5448
3046 | 32.3246 | 1558.8536
3047 | 32.3021 | 1560.1639
3048 | 32.2797 | 1561.4754
3049 | 32.2573 | 1562.7883
3050 | 32.2349 | 1564.1026
3051 | 32.2124 | 1565.4182
3052 | 32.19 | 1566.7351
3053 | 32.1676 | 1568.0534
3054 | 32.1451 | 1569.3731
3055 | 32.1227 | 1570.6941
3056 | 32.1002 | 1572.0165
3057 | 32.0778 | 1573.3402
3058 | 32.0554 | 1574.6653
3059 | 32.0329 | 1575.9918
3060 | 32.0105 | 1577.3196
3061 | 31.988 | 1578.6488
3062 | 31.9656 | 1579.9794
3063 | 31.9431 | 1581.3113
3064 | 31.9207 | 1582.6446
3065 | 31.8982 | 1583.9793
3066 | 31.8758 | 1585.3154
3067 | 31.8533 | 1586.6529
3068 | 31.8309 | 1587.9917
3069 | 31.8084 | 1589.332
3070 | 31.786 | 1590.6736
3071 | 31.7635 | 1592.0166
3072 | 31.741 | 1593.361
3073 | 31.7186 | 1594.7068
3074 | 31.6961 | 1596.054
3075 | 31.6736 | 1597.4026
3076 | 31.6512 | 1598.7526
3077 | 31.6287 | 1600.104
3078 | 31.6062 | 1601.4568
3079 | 31.5838 | 1602.811
3080 | 31.5613 | 1604.1667
3081 | 31.5388 | 1605.5237
3082 | 31.5163 | 1606.8822
3083 | 31.4939 | 1608.242
3084 | 31.4714 | 1609.6033
3085 | 31.4489 | 1610.9661
3086 | 31.4264 | 1612.3302
3087 | 31.4039 | 1613.6958
3088 | 31.3814 | 1615.0628
3089 | 31.3589 | 1616.4312
3090 | 31.3365 | 1617.801
3091 | 31.314 | 1619.1723
3092 | 31.2915 | 1620.5451
3093 | 31.269 | 1621.9192
3094 | 31.2465 | 1623.2949
3095 | 31.224 | 1624.6719
3096 | 31.2015 | 1626.0504
3097 | 31.179 | 1627.4304
3098 | 31.1565 | 1628.8118
3099 | 31.134 | 1630.1946
3100 | 31.1115 | 1631.5789
3101 | 31.089 | 1632.9647
3102 | 31.0664 | 1634.3519
3103 | 31.0439 | 1635.7406
3104 | 31.0214 | 1637.1308
3105 | 30.9989 | 1638.5224
3106 | 30.9764 | 1639.9155
3107 | 30.9539 | 1641.3101
3108 | 30.9313 | 1642.7061
3109 | 30.9088 | 1644.1036
3110 | 30.8863 | 1645.5026
3111 | 30.8638 | 1646.9031
3112 | 30.8412 | 1648.3051
3113 | 30.8187 | 1649.7085
3114 | 30.7962 | 1651.1135
3115 | 30.7736 | 1652.5199
3116 | 30.7511 | 1653.9278
3117 | 30.7286 | 1655.3372
3118 | 30.706 | 1656.7481
3119 | 30.6835 | 1658.1606
3120 | 30.6609 | 1659.5745
3121 | 30.6384 | 1660.9899
3122 | 30.6159 | 1662.4068
3123 | 30.5933 | 1663.8253
3124 | 30.5707 | 1665.2452
3125 | 30.5482 | 1666.6667
3126 | 30.5256 | 1668.0896
3127 | 30.5031 | 1669.5141
3128 | 30.4805 | 1670.9402
3129 | 30.458 | 1672.3677
3130 | 30.4354 | 1673.7968
3131 | 30.4128 | 1675.2274
3132 | 30.3903 | 1676.6595
3133 | 30.3677 | 1678.0932
3134 | 30.3451 | 1679.5284
3135 | 30.3226 | 1680.9651
3136 | 30.3 | 1682.4034
3137 | 30.2774 | 1683.8433
3138 | 30.2548 | 1685.2846
3139 | 30.2322 | 1686.7276
3140 | 30.2097 | 1688.172
3141 | 30.1871 | 1689.6181
3142 | 30.1645 | 1691.0657
3143 | 30.1419 | 1692.5148
3144 | 30.1193 | 1693.9655
3145 | 30.0967 | 1695.4178
3146 | 30.0741 | 1696.8716
3147 | 30.0515 | 1698.327
3148 | 30.0289 | 1699.784
3149 | 30.0063 | 1701.2426
3150 | 29.9837 | 1702.7027
3151 | 29.9611 | 1704.1644
3152 | 29.9385 | 1705.6277
3153 | 29.9159 | 1707.0926
3154 | 29.8933 | 1708.559
3155 | 29.8707 | 1710.0271
3156 | 29.848 | 1711.4967
3157 | 29.8254 | 1712.968
3158 | 29.8028 | 1714.4408
3159 | 29.7802 | 1715.9153
3160 | 29.7575 | 1717.3913
3161 | 29.7349 | 1718.869
3162 | 29.7123 | 1720.3482
3163 | 29.6896 | 1721.8291
3164 | 29.667 | 1723.3115
3165 | 29.6444 | 1724.7956
3166 | 29.6217 | 1726.2814
3167 | 29.5991 | 1727.7687
3168 | 29.5764 | 1729.2576
3169 | 29.5538 | 1730.7482
3170 | 29.5311 | 1732.2404
3171 | 29.5085 | 1733.7343
3172 | 29.4858 | 1735.2298
3173 | 29.4632 | 1736.7269
3174 | 29.4405 | 1738.2256
3175 | 29.4179 | 1739.726
3176 | 29.3952 | 1741.2281
3177 | 29.3725 | 1742.7318
3178 | 29.3499 | 1744.2371
3179 | 29.3272 | 1745.7441
3180 | 29.3045 | 1747.2527
3181 | 29.2818 | 1748.7631
3182 | 29.2592 | 1750.275
3183 | 29.2365 | 1751.7887
3184 | 29.2138 | 1753.304
3185 | 29.1911 | 1754.8209
3186 | 29.1684 | 1756.3396
3187 | 29.1457 | 1757.8599
3188 | 29.123 | 1759.3819
3189 | 29.1003 | 1760.9056
3190 | 29.0777 | 1762.4309
3191 | 29.0549 | 1763.958
3192 | 29.0322 | 1765.4867
3193 | 29.0095 | 1767.0172
3194 | 28.9868 | 1768.5493
3195 | 28.9641 | 1770.0831
3196 | 28.9414 | 1771.6186
3197 | 28.9187 | 1773.1559
3198 | 28.896 | 1774.6948
3199 | 28.8733 | 1776.2354
3200 | 28.8505 | 1777.7778
3201 | 28.8278 | 1779.3218
3202 | 28.8051 | 1780.8676
3203 | 28.7823 | 1782.4151
3204 | 28.7596 | 1783.9644
3205 | 28.7369 | 1785.5153
3206 | 28.7141 | 1787.068
3207 | 28.6914 | 1788.6224
3208 | 28.6686 | 1790.1786
3209 | 28.6459 | 1791.7365
3210 | 28.6231 | 1793.2961
3211 | 28.6004 | 1794.8575
3212 | 28.5776 | 1796.4206
3213 | 28.5549 | 1797.9855
3214 | 28.5321 | 1799.5521
3215 | 28.5094 | 1801.1204
3216 | 28.4866 | 1802.6906
3217 | 28.4638 | 1804.2625
3218 | 28.441 | 1805.8361
3219 | 28.4183 | 1807.4116
3220 | 28.3955 | 1808.9888
3221 | 28.3727 | 1810.5677
3222 | 28.3499 | 1812.1485
3223 | 28.3271 | 1813.731
3224 | 28.3043 | 1815.3153
3225 | 28.2816 | 1816.9014
3226 | 28.2588 | 1818.4893
3227 | 28.236 | 1820.079
3228 | 28.2132 | 1821.6704
3229 | 28.1904 | 1823.2637
3230 | 28.1676 | 1824.8588
3231 | 28.1447 | 1826.4556
3232 | 28.1219 | 1828.0543
3233 | 28.0991 | 1829.6548
3234 | 28.0763 | 1831.2571
3235 | 28.0535 | 1832.8612
3236 | 28.0307 | 1834.4671
3237 | 28.0078 | 1836.0749
3238 | 27.985 | 1837.6844
3239 | 27.9622 | 1839.2959
3240 | 27.9393 | 1840.9091
3241 | 27.9165 | 1842.5242
3242 | 27.8937 | 1844.1411
3243 | 27.8708 | 1845.7598
3244 | 27.848 | 1847.3804
3245 | 27.8251 | 1849.0028
3246 | 27.8023 | 1850.6271
3247 | 27.7794 | 1852.2533
3248 | 27.7565 | 1853.8813
3249 | 27.7337 | 1855.5111
3250 | 27.7108 | 1857.1429
3251 | 27.6879 | 1858.7764
3252 | 27.6651 | 1860.4119
3253 | 27.6422 | 1862.0492
3254 | 27.6193 | 1863.6884
3255 | 27.5964 | 1865.3295
3256 | 27.5736 | 1866.9725
3257 | 27.5507 | 1868.6173
3258 | 27.5278 | 1870.2641
3259 | 27.5049 | 1871.9127
3260 | 27.482 | 1873.5632
3261 | 27.4591 | 1875.2156
3262 | 27.4362 | 1876.87
3263 | 27.4133 | 1878.5262
3264 | 27.3904 | 1880.1843
3265 | 27.3675 | 1881.8444
3266 | 27.3445 | 1883.5063
3267 | 27.3216 | 1885.1702
3268 | 27.2987 | 1886.836
3269 | 27.2758 | 1888.5038
3270 | 27.2528 | 1890.1734
3271 | 27.2299 | 1891.845
3272 | 27.207 | 1893.5185
3273 | 27.184 | 1895.194
3274 | 27.1611 | 1896.8714
3275 | 27.1381 | 1898.5507
3276 | 27.1152 | 1900.232
3277 | 27.0922 | 1901.9153
3278 | 27.0693 | 1903.6005
3279 | 27.0463 | 1905.2876
3280 | 27.0234 | 1906.9767
3281 | 27.0004 | 1908.6678
3282 | 26.9774 | 1910.3609
3283 | 26.9545 | 1912.0559
3284 | 26.9315 | 1913.7529
3285 | 26.9085 | 1915.4519
3286 | 26.8855 | 1917.1529
3287 | 26.8625 | 1918.8558
3288 | 26.8395 | 1920.5607
3289 | 26.8166 | 1922.2677
3290 | 26.7936 | 1923.9766
3291 | 26.7706 | 1925.6875
3292 | 26.7476 | 1927.4005
3293 | 26.7245 | 1929.1154
3294 | 26.7015 | 1930.8324
3295 | 26.6785 | 1932.5513
3296 | 26.6555 | 1934.2723
3297 | 26.6325 | 1935.9953
3298 | 26.6095 | 1937.7203
3299 | 26.5864 | 1939.4474
3300 | 26.5634 | 1941.1765
3301 | 26.5404 | 1942.9076
3302 | 26.5173 | 1944.6408
3303 | 26.4943 | 1946.376
3304 | 26.4712 | 1948.1132
3305 | 26.4482 | 1949.8525
3306 | 26.4251 | 1951.5939
3307 | 26.4021 | 1953.3373
3308 | 26.379 | 1955.0827
3309 | 26.356 | 1956.8303
3310 | 26.3329 | 1958.5799
3311 | 26.3098 | 1960.3316
3312 | 26.2867 | 1962.0853
3313 | 26.2637 | 1963.8411
3314 | 26.2406 | 1965.5991
3315 | 26.2175 | 1967.3591
3316 | 26.1944 | 1969.1211
3317 | 26.1713 | 1970.8853
3318 | 26.1482 | 1972.6516
3319 | 26.1251 | 1974.42
3320 | 26.102 | 1976.1905
3321 | 26.0789 | 1977.9631
3322 | 26.0558 | 1979.7378
3323 | 26.0327 | 1981.5146
3324 | 26.0096 | 1983.2936
3325 | 25.9864 | 1985.0746
3326 | 25.9633 | 1986.8578
3327 | 25.9402 | 1988.6432
3328 | 25.917 | 1990.4306
3329 | 25.8939 | 1992.2202
3330 | 25.8708 | 1994.012
3331 | 25.8476 | 1995.8059
3332 | 25.8245 | 1997.6019
3333 | 25.8013 | 1999.4001
3334 | 25.7782 | 2001.2005
3335 | 25.755 | 2003.003
3336 | 25.7318 | 2004.8077
3337 | 25.7087 | 2006.6146
3338 | 25.6855 | 2008.4236
3339 | 25.6623 | 2010.2348
3340 | 25.6391 | 2012.0482
3341 | 25.6159 | 2013.8638
3342 | 25.5927 | 2015.6815
3343 | 25.5695 | 2017.5015
3344 | 25.5464 | 2019.3237
3345 | 25.5231 | 2021.148
3346 | 25.4999 | 2022.9746
3347 | 25.4767 | 2024.8034
3348 | 25.4535 | 2026.6344
3349 | 25.4303 | 2028.4676
3350 | 25.4071 | 2030.303
3351 | 25.3839 | 2032.1407
3352 | 25.3606 | 2033.9806
3353 | 25.3374 | 2035.8227
3354 | 25.3142 | 2037.6671
3355 | 25.2909 | 2039.5137
3356 | 25.2677 | 2041.3625
3357 | 25.2444 | 2043.2136
3358 | 25.2212 | 2045.067
3359 | 25.1979 | 2046.9226
3360 | 25.1746 | 2048.7805
3361 | 25.1514 | 2050.6406
3362 | 25.1281 | 2052.5031
3363 | 25.1048 | 2054.3677
3364 | 25.0815 | 2056.2347
3365 | 25.0583 | 2058.104
3366 | 25.035 | 2059.9755
3367 | 25.0117 | 2061.8494
3368 | 24.9884 | 2063.7255
3369 | 24.9651 | 2065.6039
3370 | 24.9418 | 2067.4847
3371 | 24.9185 | 2069.3677
3372 | 24.8951 | 2071.2531
3373 | 24.8718 | 2073.1407
3374 | 24.8485 | 2075.0308
3375 | 24.8252 | 2076.9231
3376 | 24.8018 | 2078.8177
3377 | 24.7785 | 2080.7147
3378 | 24.7552 | 2082.6141
3379 | 24.7318 | 2084.5157
3380 | 24.7085 | 2086.4198
3381 | 24.6851 | 2088.3261
3382 | 24.6618 | 2090.2349
3383 | 24.6384 | 2092.1459
3384 | 24.615 | 2094.0594
3385 | 24.5917 | 2095.9752
3386 | 24.5683 | 2097.8934
3387 | 24.5449 | 2099.814
3388 | 24.5215 | 2101.737
3389 | 24.4981 | 2103.6623
3390 | 24.4747 | 2105.5901
3391 | 24.4513 | 2107.5202
3392 | 24.4279 | 2109.4527
3393 | 24.4045 | 2111.3877
3394 | 24.3811 | 2113.325
3395 | 24.3577 | 2115.2648
3396 | 24.3343 | 2117.207
3397 | 24.3109 | 2119.1516
3398 | 24.2874 | 2121.0986
3399 | 24.264 | 2123.0481
3400 | 24.2406 | 2125
3401 | 24.2171 | 2126.9543
3402 | 24.1937 | 2128.9111
3403 | 24.1702 | 2130.8704
3404 | 24.1467 | 2132.8321
3405 | 24.1233 | 2134.7962
3406 | 24.0998 | 2136.7629
3407 | 24.0763 | 2138.732
3408 | 24.0529 | 2140.7035
3409 | 24.0294 | 2142.6776
3410 | 24.0059 | 2144.6541
3411 | 23.9824 | 2146.6331
3412 | 23.9589 | 2148.6146
3413 | 23.9354 | 2150.5986
3414 | 23.9119 | 2152.5851
3415 | 23.8884 | 2154.5741
3416 | 23.8649 | 2156.5657
3417 | 23.8414 | 2158.5597
3418 | 23.8178 | 2160.5563
3419 | 23.7943 | 2162.5553
3420 | 23.7708 | 2164.557
3421 | 23.7472 | 2166.5611
3422 | 23.7237 | 2168.5678
3423 | 23.7001 | 2170.577
3424 | 23.6766 | 2172.5888
3425 | 23.653 | 2174.6032
3426 | 23.6295 | 2176.6201
3427 | 23.6059 | 2178.6395
3428 | 23.5823 | 2180.6616
3429 | 23.5588 | 2182.6862
3430 | 23.5352 | 2184.7134
3431 | 23.5116 | 2186.7431
3432 | 23.488 | 2188.7755
3433 | 23.4644 | 2190.8105
3434 | 23.4408 | 2192.848
3435 | 23.4172 | 2194.8882
3436 | 23.3936 | 2196.9309
3437 | 23.37 | 2198.9763
3438 | 23.3463 | 2201.0243
3439 | 23.3227 | 2203.075
3440 | 23.2991 | 2205.1282
3441 | 23.2754 | 2207.1841
3442 | 23.2518 | 2209.2426
3443 | 23.2281 | 2211.3038
3444 | 23.2045 | 2213.3676
3445 | 23.1808 | 2215.4341
3446 | 23.1572 | 2217.5032
3447 | 23.1335 | 2219.575
3448 | 23.1098 | 2221.6495
3449 | 23.0861 | 2223.7266
3450 | 23.0625 | 2225.8065
3451 | 23.0388 | 2227.889
3452 | 23.0151 | 2229.9742
3453 | 22.9914 | 2232.0621
3454 | 22.9677 | 2234.1527
3455 | 22.9439 | 2236.246
3456 | 22.9202 | 2238.342
3457 | 22.8965 | 2240.4407
3458 | 22.8728 | 2242.5422
3459 | 22.8491 | 2244.6463
3460 | 22.8253 | 2246.7532
3461 | 22.8016 | 2248.8629
3462 | 22.7778 | 2250.9753
3463 | 22.7541 | 2253.0904
3464 | 22.7303 | 2255.2083
3465 | 22.7065 | 2257.329
3466 | 22.6828 | 2259.4524
3467 | 22.659 | 2261.5786
3468 | 22.6352 | 2263.7076
3469 | 22.6114 | 2265.8393
3470 | 22.5876 | 2267.9739
3471 | 22.5638 | 2270.1112
3472 | 22.54 | 2272.2513
3473 | 22.5162 | 2274.3942
3474 | 22.4924 | 2276.54
3475 | 22.4686 | 2278.6885
3476 | 22.4448 | 2280.8399
3477 | 22.421 | 2282.9941
3478 | 22.3971 | 2285.1511
3479 | 22.3733 | 2287.311
3480 | 22.3494 | 2289.4737
3481 | 22.3256 | 2291.6392
3482 | 22.3017 | 2293.8076
3483 | 22.2779 | 2295.9789
3484 | 22.254 | 2298.153
3485 | 22.2301 | 2300.33
3486 | 22.2062 | 2302.5099
3487 | 22.1823 | 2304.6927
3488 | 22.1585 | 2306.8783
3489 | 22.1346 | 2309.0668
3490 | 22.1107 | 2311.2583
3491 | 22.0867 | 2313.4526
3492 | 22.0628 | 2315.6499
3493 | 22.0389 | 2317.85
3494 | 22.015 | 2320.0531
3495 | 21.9911 | 2322.2591
3496 | 21.9671 | 2324.4681
3497 | 21.9432 | 2326.68
3498 | 21.9192 | 2328.8948
3499 | 21.8953 | 2331.1126
3500 | 21.8713 | 2333.3333
3501 | 21.8473 | 2335.557
3502 | 21.8234 | 2337.7837
3503 | 21.7994 | 2340.0134
3504 | 21.7754 | 2342.246
3505 | 21.7514 | 2344.4816
3506 | 21.7274 | 2346.7202
3507 | 21.7034 | 2348.9618
3508 | 21.6794 | 2351.2064
3509 | 21.6554 | 2353.4541
3510 | 21.6314 | 2355.7047
3511 | 21.6074 | 2357.9584
3512 | 21.5833 | 2360.2151
3513 | 21.5593 | 2362.4748
3514 | 21.5352 | 2364.7376
3515 | 21.5112 | 2367.0034
3516 | 21.4871 | 2369.2722
3517 | 21.4631 | 2371.5442
3518 | 21.439 | 2373.8192
3519 | 21.4149 | 2376.0972
3520 | 21.3909 | 2378.3784
3521 | 21.3668 | 2380.6626
3522 | 21.3427 | 2382.9499
3523 | 21.3186 | 2385.2404
3524 | 21.2945 | 2387.5339
3525 | 21.2704 | 2389.8305
3526 | 21.2462 | 2392.1303
3527 | 21.2221 | 2394.4331
3528 | 21.198 | 2396.7391
3529 | 21.1739 | 2399.0483
3530 | 21.1497 | 2401.3605
3531 | 21.1256 | 2403.676
3532 | 21.1014 | 2405.9946
3533 | 21.0773 | 2408.3163
3534 | 21.0531 | 2410.6412
3535 | 21.0289 | 2412.9693
3536 | 21.0047 | 2415.3005
3537 | 20.9805 | 2417.635
3538 | 20.9564 | 2419.9726
3539 | 20.9322 | 2422.3135
3540 | 20.908 | 2424.6575
3541 | 20.8837 | 2427.0048
3542 | 20.8595 | 2429.3553
3543 | 20.8353 | 2431.709
3544 | 20.8111 | 2434.0659
3545 | 20.7868 | 2436.4261
3546 | 20.7626 | 2438.7895
3547 | 20.7383 | 2441.1562
3548 | 20.7141 | 2443.5262
3549 | 20.6898 | 2445.8994
3550 | 20.6656 | 2448.2759
3551 | 20.6413 | 2450.6556
3552 | 20.617 | 2453.0387
3553 | 20.5927 | 2455.425
3554 | 20.5684 | 2457.8147
3555 | 20.5441 | 2460.2076
3556 | 20.5198 | 2462.6039
3557 | 20.4955 | 2465.0035
3558 | 20.4712 | 2467.4064
3559 | 20.4468 | 2469.8126
3560 | 20.4225 | 2472.2222
3561 | 20.3982 | 2474.6352
3562 | 20.3738 | 2477.0515
3563 | 20.3495 | 2479.4711
3564 | 20.3251 | 2481.8942
3565 | 20.3007 | 2484.3206
3566 | 20.2763 | 2486.7503
3567 | 20.252 | 2489.1835
3568 | 20.2276 | 2491.6201
3569 | 20.2032 | 2494.0601
3570 | 20.1788 | 2496.5035
3571 | 20.1544 | 2498.9503
3572 | 20.13 | 2501.4006
3573 | 20.1055 | 2503.8542
3574 | 20.0811 | 2506.3114
3575 | 20.0567 | 2508.7719
3576 | 20.0322 | 2511.236
3577 | 20.0078 | 2513.7034
3578 | 19.9833 | 2516.1744
3579 | 19.9589 | 2518.6488
3580 | 19.9344 | 2521.1268
3581 | 19.9099 | 2523.6082
3582 | 19.8854 | 2526.0931
3583 | 19.8609 | 2528.5815
3584 | 19.8364 | 2531.0734
3585 | 19.8119 | 2533.5689
3586 | 19.7874 | 2536.0679
3587 | 19.7629 | 2538.5704
3588 | 19.7384 | 2541.0765
3589 | 19.7138 | 2543.5861
3590 | 19.6893 | 2546.0993
3591 | 19.6647 | 2548.616
3592 | 19.6402 | 2551.1364
3593 | 19.6156 | 2553.6603
3594 | 19.591 | 2556.1878
3595 | 19.5665 | 2558.7189
3596 | 19.5419 | 2561.2536
3597 | 19.5173 | 2563.7919
3598 | 19.4927 | 2566.3338
3599 | 19.4681 | 2568.8794
3600 | 19.4435 | 2571.4286
3601 | 19.4189 | 2573.9814
3602 | 19.3942 | 2576.5379
3603 | 19.3696 | 2579.0981
3604 | 19.345 | 2581.6619
3605 | 19.3203 | 2584.2294
3606 | 19.2957 | 2586.8006
3607 | 19.271 | 2589.3754
3608 | 19.2463 | 2591.954
3609 | 19.2216 | 2594.5363
3610 | 19.1969 | 2597.1223
3611 | 19.1723 | 2599.712
3612 | 19.1476 | 2602.3055
3613 | 19.1228 | 2604.9027
3614 | 19.0981 | 2607.5036
3615 | 19.0734 | 2610.1083
3616 | 19.0487 | 2612.7168
3617 | 19.0239 | 2615.329
3618 | 18.9992 | 2617.945
3619 | 18.9744 | 2620.5648
3620 | 18.9497 | 2623.1884
3621 | 18.9249 | 2625.8158
3622 | 18.9001 | 2628.447
3623 | 18.8753 | 2631.0821
3624 | 18.8506 | 2633.7209
3625 | 18.8258 | 2636.3636
3626 | 18.801 | 2639.0102
3627 | 18.7761 | 2641.6606
3628 | 18.7513 | 2644.3149
3629 | 18.7265 | 2646.973
3630 | 18.7016 | 2649.635
3631 | 18.6768 | 2652.3009
3632 | 18.6519 | 2654.9708
3633 | 18.6271 | 2657.6445
3634 | 18.6022 | 2660.3221
3635 | 18.5773 | 2663.0037
3636 | 18.5525 | 2665.6891
3637 | 18.5276 | 2668.3786
3638 | 18.5027 | 2671.072
3639 | 18.4778 | 2673.7693
3640 | 18.4528 | 2676.4706
3641 | 18.4279 | 2679.1759
3642 | 18.403 | 2681.8851
3643 | 18.3781 | 2684.5984
3644 | 18.3531 | 2687.3156
3645 | 18.3281 | 2690.0369
3646 | 18.3032 | 2692.7622
3647 | 18.2782 | 2695.4915
3648 | 18.2532 | 2698.2249
3649 | 18.2282 | 2700.9623
3650 | 18.2033 | 2703.7037
3651 | 18.1782 | 2706.4492
3652 | 18.1532 | 2709.1988
3653 | 18.1282 | 2711.9525
3654 | 18.1032 | 2714.7103
3655 | 18.0782 | 2717.4721
3656 | 18.0531 | 2720.2381
3657 | 18.0281 | 2723.0082
3658 | 18.003 | 2725.7824
3659 | 17.9779 | 2728.5608
3660 | 17.9529 | 2731.3433
3661 | 17.9278 | 2734.1299
3662 | 17.9027 | 2736.9208
3663 | 17.8776 | 2739.7158
3664 | 17.8525 | 2742.515
3665 | 17.8273 | 2745.3184
3666 | 17.8022 | 2748.1259
3667 | 17.7771 | 2750.9377
3668 | 17.7519 | 2753.7538
3669 | 17.7268 | 2756.574
3670 | 17.7016 | 2759.3985
3671 | 17.6765 | 2762.2272
3672 | 17.6513 | 2765.0602
3673 | 17.6261 | 2767.8975
3674 | 17.6009 | 2770.7391
3675 | 17.5757 | 2773.5849
3676 | 17.5505 | 2776.435
3677 | 17.5253 | 2779.2895
3678 | 17.5001 | 2782.1483
3679 | 17.4748 | 2785.0114
3680 | 17.4496 | 2787.8788
3681 | 17.4243 | 2790.7506
3682 | 17.3991 | 2793.6267
3683 | 17.3738 | 2796.5072
3684 | 17.3485 | 2799.3921
3685 | 17.3232 | 2802.2814
3686 | 17.2979 | 2805.175
3687 | 17.2726 | 2808.0731
3688 | 17.2473 | 2810.9756
3689 | 17.222 | 2813.8825
3690 | 17.1966 | 2816.7939
3691 | 17.1713 | 2819.7097
3692 | 17.146 | 2822.63
3693 | 17.1206 | 2825.5547
3694 | 17.0952 | 2828.4839
3695 | 17.0699 | 2831.4176
3696 | 17.0445 | 2834.3558
3697 | 17.0191 | 2837.2985
3698 | 16.9937 | 2840.2458
3699 | 16.9683 | 2843.1975
3700 | 16.9429 | 2846.1538
3701 | 16.9174 | 2849.1147
3702 | 16.892 | 2852.0801
3703 | 16.8665 | 2855.0501
3704 | 16.8411 | 2858.0247
3705 | 16.8156 | 2861.0039
3706 | 16.7901 | 2863.9876
3707 | 16.7647 | 2866.976
3708 | 16.7392 | 2869.969
3709 | 16.7137 | 2872.9667
3710 | 16.6882 | 2875.969
3711 | 16.6626 | 2878.976
3712 | 16.6371 | 2881.9876
3713 | 16.6116 | 2885.0039
3714 | 16.586 | 2888.0249
3715 | 16.5605 | 2891.0506
3716 | 16.5349 | 2894.081
3717 | 16.5093 | 2897.1161
3718 | 16.4838 | 2900.156
3719 | 16.4582 | 2903.2006
3720 | 16.4326 | 2906.25
3721 | 16.4069 | 2909.3041
3722 | 16.3813 | 2912.3631
3723 | 16.3557 | 2915.4268
3724 | 16.3301 | 2918.4953
3725 | 16.3044 | 2921.5686
3726 | 16.2787 | 2924.6468
3727 | 16.2531 | 2927.7298
3728 | 16.2274 | 2930.8176
3729 | 16.2017 | 2933.9103
3730 | 16.176 | 2937.0079
3731 | 16.1503 | 2940.1103
3732 | 16.1246 | 2943.2177
3733 | 16.0989 | 2946.3299
3734 | 16.0731 | 2949.4471
3735 | 16.0474 | 2952.5692
3736 | 16.0216 | 2955.6962
3737 | 15.9959 | 2958.8282
3738 | 15.9701 | 2961.9651
3739 | 15.9443 | 2965.1071
3740 | 15.9185 | 2968.254
3741 | 15.8927 | 2971.4059
3742 | 15.8669 | 2974.5628
3743 | 15.8411 | 2977.7247
3744 | 15.8153 | 2980.8917
3745 | 15.7894 | 2984.0637
3746 | 15.7636 | 2987.2408
3747 | 15.7377 | 2990.423
3748 | 15.7118 | 2993.6102
3749 | 15.686 | 2996.8026
3750 | 15.6601 | 3000
3751 | 15.6342 | 3003.2026
3752 | 15.6083 | 3006.4103
3753 | 15.5823 | 3009.6231
3754 | 15.5564 | 3012.8411
3755 | 15.5305 | 3016.0643
3756 | 15.5045 | 3019.2926
3757 | 15.4786 | 3022.5261
3758 | 15.4526 | 3025.7649
3759 | 15.4266 | 3029.0089
3760 | 15.4006 | 3032.2581
3761 | 15.3746 | 3035.5125
3762 | 15.3486 | 3038.7722
3763 | 15.3226 | 3042.0372
3764 | 15.2966 | 3045.3074
3765 | 15.2705 | 3048.583
3766 | 15.2445 | 3051.8639
3767 | 15.2184 | 3055.15
3768 | 15.1923 | 3058.4416
3769 | 15.1663 | 3061.7384
3770 | 15.1402 | 3065.0407
3771 | 15.1141 | 3068.3483
3772 | 15.0879 | 3071.6612
3773 | 15.0618 | 3074.9796
3774 | 15.0357 | 3078.3034
3775 | 15.0095 | 3081.6327
3776 | 14.9834 | 3084.9673
3777 | 14.9572 | 3088.3074
3778 | 14.931 | 3091.653
3779 | 14.9049 | 3095.0041
3780 | 14.8787 | 3098.3607
3781 | 14.8525 | 3101.7227
3782 | 14.8262 | 3105.0903
3783 | 14.8 | 3108.4634
3784 | 14.7738 | 3111.8421
3785 | 14.7475 | 3115.2263
3786 | 14.7213 | 3118.6161
3787 | 14.695 | 3122.0115
3788 | 14.6687 | 3125.4125
3789 | 14.6424 | 3128.8192
3790 | 14.6161 | 3132.2314
3791 | 14.5898 | 3135.6493
3792 | 14.5635 | 3139.0728
3793 | 14.5371 | 3142.5021
3794 | 14.5108 | 3145.937
3795 | 14.4844 | 3149.3776
3796 | 14.4581 | 3152.8239
3797 | 14.4317 | 3156.276
3798 | 14.4053 | 3159.7338
3799 | 14.3789 | 3163.1973
3800 | 14.3525 | 3166.6667
3801 | 14.3261 | 3170.1418
3802 | 14.2996 | 3173.6227
3803 | 14.2732 | 3177.1094
3804 | 14.2467 | 3180.602
3805 | 14.2202 | 3184.1004
3806 | 14.1938 | 3187.6047
3807 | 14.1673 | 3191.1148
3808 | 14.1408 | 3194.6309
3809 | 14.1143 | 3198.1528
3810 | 14.0877 | 3201.6807
3811 | 14.0612 | 3205.2145
3812 | 14.0347 | 3208.7542
3813 | 14.0081 | 3212.2999
3814 | 13.9815 | 3215.8516
3815 | 13.955 | 3219.4093
3816 | 13.9284 | 3222.973
3817 | 13.9018 | 3226.5427
3818 | 13.8752 | 3230.1184
3819 | 13.8485 | 3233.7003
3820 | 13.8219 | 3237.2881
3821 | 13.7952 | 3240.8821
3822 | 13.7686 | 3244.4822
3823 | 13.7419 | 3248.0884
3824 | 13.7152 | 3251.7007
3825 | 13.6885 | 3255.3191
3826 | 13.6618 | 3258.9438
3827 | 13.6351 | 3262.5746
3828 | 13.6084 | 3266.2116
3829 | 13.5816 | 3269.8548
3830 | 13.5549 | 3273.5043
3831 | 13.5281 | 3277.16
3832 | 13.5014 | 3280.8219
3833 | 13.4746 | 3284.4901
3834 | 13.4478 | 3288.1647
3835 | 13.421 | 3291.8455
3836 | 13.3941 | 3295.5326
3837 | 13.3673 | 3299.2261
3838 | 13.3404 | 3302.926
3839 | 13.3136 | 3306.6322
3840 | 13.2867 | 3310.3448
3841 | 13.2598 | 3314.0638
3842 | 13.2329 | 3317.7893
3843 | 13.206 | 3321.5212
3844 | 13.1791 | 3325.2595
3845 | 13.1522 | 3329.0043
3846 | 13.1252 | 3332.7556
3847 | 13.0983 | 3336.5134
3848 | 13.0713 | 3340.2778
3849 | 13.0443 | 3344.0487
3850 | 13.0174 | 3347.8261
3851 | 12.9903 | 3351.6101
3852 | 12.9633 | 3355.4007
3853 | 12.9363 | 3359.1979
3854 | 12.9093 | 3363.0017
3855 | 12.8822 | 3366.8122
3856 | 12.8551 | 3370.6294
3857 | 12.8281 | 3374.4532
3858 | 12.801 | 3378.2837
3859 | 12.7739 | 3382.1209
3860 | 12.7468 | 3385.9649
3861 | 12.7196 | 3389.8156
3862 | 12.6925 | 3393.6731
3863 | 12.6653 | 3397.5374
3864 | 12.6382 | 3401.4085
3865 | 12.611 | 3405.2863
3866 | 12.5838 | 3409.1711
3867 | 12.5566 | 3413.0627
3868 | 12.5294 | 3416.9611
3869 | 12.5022 | 3420.8665
3870 | 12.4749 | 3424.7788
3871 | 12.4477 | 3428.698
3872 | 12.4204 | 3432.6241
3873 | 12.3931 | 3436.5572
3874 | 12.3658 | 3440.4973
3875 | 12.3385 | 3444.4444
3876 | 12.3112 | 3448.3986
3877 | 12.2839 | 3452.3598
3878 | 12.2565 | 3456.328
3879 | 12.2292 | 3460.3033
3880 | 12.2018 | 3464.2857
3881 | 12.1744 | 3468.2752
3882 | 12.147 | 3472.2719
3883 | 12.1196 | 3476.2757
3884 | 12.0922 | 3480.2867
3885 | 12.0648 | 3484.3049
3886 | 12.0373 | 3488.3303
3887 | 12.0099 | 3492.363
3888 | 11.9824 | 3496.4029
3889 | 11.9549 | 3500.45
3890 | 11.9274 | 3504.5045
3891 | 11.8999 | 3508.5663
3892 | 11.8724 | 3512.6354
3893 | 11.8448 | 3516.7118
3894 | 11.8173 | 3520.7957
3895 | 11.7897 | 3524.8869
3896 | 11.7621 | 3528.9855
3897 | 11.7345 | 3533.0916
3898 | 11.7069 | 3537.2051
3899 | 11.6793 | 3541.3261
3900 | 11.6517 | 3545.4545
3901 | 11.624 | 3549.5905
3902 | 11.5964 | 3553.7341
3903 | 11.5687 | 3557.8851
3904 | 11.541 | 3562.0438
3905 | 11.5133 | 3566.21
3906 | 11.4856 | 3570.3839
3907 | 11.4579 | 3574.5654
3908 | 11.4301 | 3578.7546
3909 | 11.4024 | 3582.9514
3910 | 11.3746 | 3587.156
3911 | 11.3468 | 3591.3682
3912 | 11.319 | 3595.5882
3913 | 11.2912 | 3599.816
3914 | 11.2634 | 3604.0516
3915 | 11.2355 | 3608.2949
3916 | 11.2077 | 3612.5461
3917 | 11.1798 | 3616.8052
3918 | 11.1519 | 3621.0721
3919 | 11.124 | 3625.3469
3920 | 11.0961 | 3629.6296
3921 | 11.0682 | 3633.9203
3922 | 11.0402 | 3638.2189
3923 | 11.0123 | 3642.5255
3924 | 10.9843 | 3646.8401
3925 | 10.9563 | 3651.1628
3926 | 10.9283 | 3655.4935
3927 | 10.9003 | 3659.8322
3928 | 10.8723 | 3664.1791
3929 | 10.8443 | 3668.5341
3930 | 10.8162 | 3672.8972
3931 | 10.7881 | 3677.2685
3932 | 10.7601 | 3681.6479
3933 | 10.732 | 3686.0356
3934 | 10.7038 | 3690.4315
3935 | 10.6757 | 3694.8357
3936 | 10.6476 | 3699.2481
3937 | 10.6194 | 3703.6689
3938 | 10.5913 | 3708.0979
3939 | 10.5631 | 3712.5353
3940 | 10.5349 | 3716.9811
3941 | 10.5067 | 3721.4353
3942 | 10.4784 | 3725.8979
3943 | 10.4502 | 3730.369
3944 | 10.4219 | 3734.8485
3945 | 10.3936 | 3739.3365
3946 | 10.3654 | 3743.833
3947 | 10.337 | 3748.3381
3948 | 10.3087 | 3752.8517
3949 | 10.2804 | 3757.3739
3950 | 10.252 | 3761.9048
3951 | 10.2237 | 3766.4442
3952 | 10.1953 | 3770.9924
3953 | 10.1669 | 3775.5492
3954 | 10.1385 | 3780.1147
3955 | 10.1101 | 3784.689
3956 | 10.0816 | 3789.272
3957 | 10.0532 | 3793.8639
3958 | 10.0247 | 3798.4645
3959 | 9.9962 | 3803.074
3960 | 9.9677 | 3807.6923
3961 | 9.9392 | 3812.3195
3962 | 9.9107 | 3816.9557
3963 | 9.8821 | 3821.6008
3964 | 9.8536 | 3826.2548
3965 | 9.825 | 3830.9179
3966 | 9.7964 | 3835.5899
3967 | 9.7678 | 3840.2711
3968 | 9.7391 | 3844.9612
3969 | 9.7105 | 3849.6605
3970 | 9.6818 | 3854.3689
3971 | 9.6532 | 3859.0865
3972 | 9.6245 | 3863.8132
3973 | 9.5958 | 3868.5492
3974 | 9.5671 | 3873.2943
3975 | 9.5383 | 3878.0488
3976 | 9.5096 | 3882.8125
3977 | 9.4808 | 3887.5855
3978 | 9.452 | 3892.3679
3979 | 9.4232 | 3897.1596
3980 | 9.3944 | 3901.9608
3981 | 9.3656 | 3906.7713
3982 | 9.3367 | 3911.5914
3983 | 9.3078 | 3916.4208
3984 | 9.279 | 3921.2598
3985 | 9.2501 | 3926.1084
3986 | 9.2211 | 3930.9665
3987 | 9.1922 | 3935.8342
3988 | 9.1633 | 3940.7115
3989 | 9.1343 | 3945.5984
3990 | 9.1053 | 3950.495
3991 | 9.0763 | 3955.4014
3992 | 9.0473 | 3960.3175
3993 | 9.0183 | 3965.2433
3994 | 8.9892 | 3970.1789
3995 | 8.9602 | 3975.1244
3996 | 8.9311 | 3980.0797
3997 | 8.902 | 3985.0449
3998 | 8.8729 | 3990.02
3999 | 8.8438 | 3995.005
4000 | 8.8146 | 4000
4001 | 8.7855 | 4005.005
4002 | 8.7563 | 4010.02
4003 | 8.7271 | 4015.0451
4004 | 8.6979 | 4020.0803
4005 | 8.6686 | 4025.1256
4006 | 8.6394 | 4030.1811
4007 | 8.6101 | 4035.2467
4008 | 8.5808 | 4040.3226
4009 | 8.5515 | 4045.4087
4010 | 8.5222 | 4050.5051
4011 | 8.4929 | 4055.6117
4012 | 8.4635 | 4060.7287
4013 | 8.4342 | 4065.8561
4014 | 8.4048 | 4070.9939
4015 | 8.3754 | 4076.1421
4016 | 8.346 | 4081.3008
4017 | 8.3165 | 4086.47
4018 | 8.2871 | 4091.6497
4019 | 8.2576 | 4096.84
4020 | 8.2281 | 4102.0408
4021 | 8.1986 | 4107.2523
4022 | 8.1691 | 4112.4744
4023 | 8.1395 | 4117.7073
4024 | 8.11 | 4122.9508
4025 | 8.0804 | 4128.2051
4026 | 8.0508 | 4133.4702
4027 | 8.0212 | 4138.7461
4028 | 7.9915 | 4144.0329
4029 | 7.9619 | 4149.3306
4030 | 7.9322 | 4154.6392
4031 | 7.9025 | 4159.9587
4032 | 7.8728 | 4165.2893
4033 | 7.8431 | 4170.6308
4034 | 7.8134 | 4175.9834
4035 | 7.7836 | 4181.3472
4036 | 7.7538 | 4186.722
4037 | 7.724 | 4192.108
4038 | 7.6942 | 4197.5052
4039 | 7.6644 | 4202.9136
4040 | 7.6345 | 4208.3333
4041 | 7.6047 | 4213.7643
4042 | 7.5748 | 4219.2067
4043 | 7.5449 | 4224.6604
4044 | 7.5149 | 4230.1255
4045 | 7.485 | 4235.6021
4046 | 7.455 | 4241.0901
4047 | 7.425 | 4246.5897
4048 | 7.395 | 4252.1008
4049 | 7.365 | 4257.6236
4050 | 7.335 | 4263.1579
4051 | 7.3049 | 4268.7039
4052 | 7.2749 | 4274.2616
4053 | 7.2448 | 4279.831
4054 | 7.2147 | 4285.4123
4055 | 7.1845 | 4291.0053
4056 | 7.1544 | 4296.6102
4057 | 7.1242 | 4302.2269
4058 | 7.094 | 4307.8556
4059 | 7.0638 | 4313.4963
4060 | 7.0336 | 4319.1489
4061 | 7.0033 | 4324.8136
4062 | 6.9731 | 4330.4904
4063 | 6.9428 | 4336.1793
4064 | 6.9125 | 4341.8803
4065 | 6.8821 | 4347.5936
4066 | 6.8518 | 4353.3191
4067 | 6.8214 | 4359.0568
4068 | 6.791 | 4364.8069
4069 | 6.7606 | 4370.5693
4070 | 6.7302 | 4376.3441
4071 | 6.6998 | 4382.1313
4072 | 6.6693 | 4387.931
4073 | 6.6388 | 4393.7433
4074 | 6.6083 | 4399.568
4075 | 6.5778 | 4405.4054
4076 | 6.5473 | 4411.2554
4077 | 6.5167 | 4417.1181
4078 | 6.4861 | 4422.9935
4079 | 6.4555 | 4428.8817
4080 | 6.4249 | 4434.7826
4081 | 6.3943 | 4440.6964
4082 | 6.3636 | 4446.6231
4083 | 6.3329 | 4452.5627
4084 | 6.3022 | 4458.5153
4085 | 6.2715 | 4464.4809
4086 | 6.2407 | 4470.4595
4087 | 6.21 | 4476.4513
4088 | 6.1792 | 4482.4561
4089 | 6.1484 | 4488.4742
4090 | 6.1175 | 4494.5055
4091 | 6.0867 | 4500.5501
4092 | 6.0558 | 4506.6079
4093 | 6.0249 | 4512.6792
4094 | 5.994 | 4518.7638
4095 | 5.9631 | 4524.8619
4096 | 5.9321 | 4530.9735
4097 | 5.9012 | 4537.0986
4098 | 5.8702 | 4543.2373
4099 | 5.8392 | 4549.3896
4100 | 5.8081 | 4555.5556
4101 | 5.7771 | 4561.7353
4102 | 5.746 | 4567.9287
4103 | 5.7149 | 4574.136
4104 | 5.6838 | 4580.3571
4105 | 5.6526 | 4586.5922
4106 | 5.6215 | 4592.8412
4107 | 5.5903 | 4599.1041
4108 | 5.5591 | 4605.3812
4109 | 5.5278 | 4611.6723
4110 | 5.4966 | 4617.9775
4111 | 5.4653 | 4624.297
4112 | 5.434 | 4630.6306
4113 | 5.4027 | 4636.9786
4114 | 5.3714 | 4643.3409
4115 | 5.34 | 4649.7175
4116 | 5.3086 | 4656.1086
4117 | 5.2772 | 4662.5142
4118 | 5.2458 | 4668.9342
4119 | 5.2143 | 4675.3689
4120 | 5.1829 | 4681.8182
4121 | 5.1514 | 4688.2821
4122 | 5.1199 | 4694.7608
4123 | 5.0883 | 4701.2543
4124 | 5.0568 | 4707.7626
4125 | 5.0252 | 4714.2857
4126 | 4.9936 | 4720.8238
4127 | 4.9619 | 4727.3769
4128 | 4.9303 | 4733.945
4129 | 4.8986 | 4740.5281
4130 | 4.8669 | 4747.1264
4131 | 4.8352 | 4753.7399
4132 | 4.8035 | 4760.3687
4133 | 4.7717 | 4767.0127
4134 | 4.7399 | 4773.6721
4135 | 4.7081 | 4780.3468
4136 | 4.6763 | 4787.037
4137 | 4.6444 | 4793.7428
4138 | 4.6125 | 4800.464
4139 | 4.5806 | 4807.2009
4140 | 4.5487 | 4813.9535
4141 | 4.5168 | 4820.7218
4142 | 4.4848 | 4827.5058
4143 | 4.4528 | 4834.3057
4144 | 4.4208 | 4841.1215
4145 | 4.3887 | 4847.9532
4146 | 4.3567 | 4854.8009
4147 | 4.3246 | 4861.6647
4148 | 4.2925 | 4868.5446
4149 | 4.2603 | 4875.4407
4150 | 4.2282 | 4882.3529
4151 | 4.196 | 4889.2815
4152 | 4.1638 | 4896.2264
4153 | 4.1315 | 4903.1877
4154 | 4.0993 | 4910.1655
4155 | 4.067 | 4917.1598
4156 | 4.0347 | 4924.1706
4157 | 4.0024 | 4931.1981
4158 | 3.97 | 4938.2423
4159 | 3.9376 | 4945.3032
4160 | 3.9052 | 4952.381
4161 | 3.8728 | 4959.4756
4162 | 3.8403 | 4966.5871
4163 | 3.8079 | 4973.7157
4164 | 3.7754 | 4980.8612
4165 | 3.7428 | 4988.024
4166 | 3.7103 | 4995.2038
4167 | 3.6777 | 5002.401
4168 | 3.6451 | 5009.6154
4169 | 3.6125 | 5016.8472
4170 | 3.5798 | 5024.0964
4171 | 3.5471 | 5031.3631
4172 | 3.5144 | 5038.6473
4173 | 3.4817 | 5045.9492
4174 | 3.449 | 5053.2688
4175 | 3.4162 | 5060.6061
4176 | 3.3834 | 5067.9612
4177 | 3.3505 | 5075.3341
4178 | 3.3177 | 5082.7251
4179 | 3.2848 | 5090.134
4180 | 3.2519 | 5097.561
4181 | 3.219 | 5105.0061
4182 | 3.186 | 5112.4694
4183 | 3.153 | 5119.951
4184 | 3.12 | 5127.451
4185 | 3.087 | 5134.9693
4186 | 3.0539 | 5142.5061
4187 | 3.0208 | 5150.0615
4188 | 2.9877 | 5157.6355
4189 | 2.9546 | 5165.2281
4190 | 2.9214 | 5172.8395
4191 | 2.8882 | 5180.4697
4192 | 2.855 | 5188.1188
4193 | 2.8217 | 5195.7869
4194 | 2.7885 | 5203.4739
4195 | 2.7552 | 5211.1801
4196 | 2.7218 | 5218.9055
4197 | 2.6885 | 5226.6501
4198 | 2.6551 | 5234.414
4199 | 2.6217 | 5242.1973
4200 | 2.5883 | 5250
4201 | 2.5548 | 5257.8223
4202 | 2.5213 | 5265.6642
4203 | 2.4878 | 5273.5257
4204 | 2.4543 | 5281.407
4205 | 2.4207 | 5289.3082
4206 | 2.3871 | 5297.2292
4207 | 2.3535 | 5305.1702
4208 | 2.3198 | 5313.1313
4209 | 2.2861 | 5321.1125
4210 | 2.2524 | 5329.1139
4211 | 2.2187 | 5337.1356
4212 | 2.1849 | 5345.1777
4213 | 2.1511 | 5353.2402
4214 | 2.1173 | 5361.3232
4215 | 2.0834 | 5369.4268
4216 | 2.0496 | 5377.551
4217 | 2.0157 | 5385.696
4218 | 1.9817 | 5393.8619
4219 | 1.9478 | 5402.0487
4220 | 1.9138 | 5410.2564
4221 | 1.8797 | 5418.4852
4222 | 1.8457 | 5426.7352
4223 | 1.8116 | 5435.0064
4224 | 1.7775 | 5443.299
4225 | 1.7434 | 5451.6129
4226 | 1.7092 | 5459.9483
4227 | 1.675 | 5468.3053
4228 | 1.6408 | 5476.6839
4229 | 1.6065 | 5485.0843
4230 | 1.5723 | 5493.5065
4231 | 1.5379 | 5501.9506
4232 | 1.5036 | 5510.4167
4233 | 1.4692 | 5518.9048
4234 | 1.4348 | 5527.4151
4235 | 1.4004 | 5535.9477
4236 | 1.3659 | 5544.5026
4237 | 1.3315 | 5553.0799
4238 | 1.2969 | 5561.6798
4239 | 1.2624 | 5570.3022
4240 | 1.2278 | 5578.9474
4241 | 1.1932 | 5587.6153
4242 | 1.1586 | 5596.3061
4243 | 1.1239 | 5605.0198
4244 | 1.0892 | 5613.7566
4245 | 1.0545 | 5622.5166
4246 | 1.0197 | 5631.2997
4247 | 0.98491 | 5640.1062
4248 | 0.95009 | 5648.9362
4249 | 0.91523 | 5657.7896
4250 | 0.88035 | 5666.6667
4251 | 0.84543 | 5675.5674
4252 | 0.81049 | 5684.492
4253 | 0.77551 | 5693.4404
4254 | 0.7405 | 5702.4129
4255 | 0.70546 | 5711.4094
4256 | 0.67039 | 5720.4301
4257 | 0.63528 | 5729.4751
4258 | 0.60015 | 5738.5445
4259 | 0.56498 | 5747.6383
4260 | 0.52978 | 5756.7568
4261 | 0.49455 | 5765.8999
4262 | 0.45929 | 5775.0678
4263 | 0.42399 | 5784.2605
4264 | 0.38867 | 5793.4783
4265 | 0.35331 | 5802.7211
4266 | 0.31792 | 5811.9891
4267 | 0.28249 | 5821.2824
4268 | 0.24704 | 5830.6011
4269 | 0.21155 | 5839.9453
4270 | 0.17603 | 5849.3151
4271 | 0.14047 | 5858.7106
4272 | 0.10489 | 5868.1319
4273 | 0.069268 | 5877.5791
4274 | 0.033615 | 5887.0523
4275 | -0.0020709 | 5896.5517
4276 | -0.03779 | 5906.0773
4277 | -0.073543 | 5915.6293
4278 | -0.10933 | 5925.2078
4279 | -0.14515 | 5934.8128
4280 | -0.181 | 5944.4444
4281 | -0.21689 | 5954.1029
4282 | -0.25281 | 5963.7883
4283 | -0.28876 | 5973.5007
4284 | -0.32475 | 5983.2402
4285 | -0.36077 | 5993.007
4286 | -0.39683 | 6002.8011
4287 | -0.43292 | 6012.6227
4288 | -0.46905 | 6022.4719
4289 | -0.50521 | 6032.3488
4290 | -0.5414 | 6042.2535
4291 | -0.57763 | 6052.1862
4292 | -0.61389 | 6062.1469
4293 | -0.65019 | 6072.1358
4294 | -0.68653 | 6082.153
4295 | -0.7229 | 6092.1986
4296 | -0.7593 | 6102.2727
4297 | -0.79574 | 6112.3755
4298 | -0.83221 | 6122.5071
4299 | -0.86872 | 6132.6676
4300 | -0.90527 | 6142.8571
4301 | -0.94185 | 6153.0758
4302 | -0.97847 | 6163.3238
4303 | -1.0151 | 6173.6011
4304 | -1.0518 | 6183.908
4305 | -1.0885 | 6194.2446
4306 | -1.1253 | 6204.611
4307 | -1.1621 | 6215.0072
4308 | -1.1989 | 6225.4335
4309 | -1.2358 | 6235.89
4310 | -1.2727 | 6246.3768
4311 | -1.3096 | 6256.894
4312 | -1.3466 | 6267.4419
4313 | -1.3836 | 6278.0204
4314 | -1.4207 | 6288.6297
4315 | -1.4578 | 6299.2701
4316 | -1.4949 | 6309.9415
4317 | -1.5321 | 6320.6442
4318 | -1.5693 | 6331.3783
4319 | -1.6065 | 6342.1439
4320 | -1.6438 | 6352.9412
4321 | -1.6811 | 6363.7703
4322 | -1.7185 | 6374.6313
4323 | -1.7559 | 6385.5244
4324 | -1.7933 | 6396.4497
4325 | -1.8308 | 6407.4074
4326 | -1.8683 | 6418.3976
4327 | -1.9058 | 6429.4205
4328 | -1.9434 | 6440.4762
4329 | -1.981 | 6451.5648
4330 | -2.0187 | 6462.6866
4331 | -2.0564 | 6473.8416
4332 | -2.0941 | 6485.0299
4333 | -2.1319 | 6496.2519
4334 | -2.1697 | 6507.5075
4335 | -2.2076 | 6518.797
4336 | -2.2455 | 6530.1205
4337 | -2.2834 | 6541.4781
4338 | -2.3214 | 6552.8701
4339 | -2.3594 | 6564.2965
4340 | -2.3975 | 6575.7576
4341 | -2.4356 | 6587.2534
4342 | -2.4737 | 6598.7842
4343 | -2.5119 | 6610.3501
4344 | -2.5501 | 6621.9512
4345 | -2.5884 | 6633.5878
4346 | -2.6267 | 6645.2599
4347 | -2.665 | 6656.9678
4348 | -2.7034 | 6668.7117
4349 | -2.7418 | 6680.4916
4350 | -2.7803 | 6692.3077
4351 | -2.8188 | 6704.1602
4352 | -2.8573 | 6716.0494
4353 | -2.8959 | 6727.9753
4354 | -2.9346 | 6739.9381
4355 | -2.9732 | 6751.938
4356 | -3.0119 | 6763.9752
4357 | -3.0507 | 6776.0498
4358 | -3.0895 | 6788.162
4359 | -3.1283 | 6800.312
4360 | -3.1672 | 6812.5
4361 | -3.2062 | 6824.7261
4362 | -3.2451 | 6836.9906
4363 | -3.2841 | 6849.2936
4364 | -3.3232 | 6861.6352
4365 | -3.3623 | 6874.0157
4366 | -3.4014 | 6886.4353
4367 | -3.4406 | 6898.8942
4368 | -3.4799 | 6911.3924
4369 | -3.5191 | 6923.9303
4370 | -3.5584 | 6936.5079
4371 | -3.5978 | 6949.1256
4372 | -3.6372 | 6961.7834
4373 | -3.6767 | 6974.4817
4374 | -3.7162 | 6987.2204
4375 | -3.7557 | 7000
4376 | -3.7953 | 7012.8205
4377 | -3.8349 | 7025.6822
4378 | -3.8746 | 7038.5852
4379 | -3.9143 | 7051.5298
4380 | -3.9541 | 7064.5161
4381 | -3.9939 | 7077.5444
4382 | -4.0337 | 7090.6149
4383 | -4.0736 | 7103.7277
4384 | -4.1136 | 7116.8831
4385 | -4.1536 | 7130.0813
4386 | -4.1936 | 7143.3225
4387 | -4.2337 | 7156.6069
4388 | -4.2738 | 7169.9346
4389 | -4.314 | 7183.3061
4390 | -4.3542 | 7196.7213
4391 | -4.3945 | 7210.1806
4392 | -4.4348 | 7223.6842
4393 | -4.4752 | 7237.2323
4394 | -4.5156 | 7250.8251
4395 | -4.5561 | 7264.4628
4396 | -4.5966 | 7278.1457
4397 | -4.6371 | 7291.874
4398 | -4.6777 | 7305.6478
4399 | -4.7184 | 7319.4676
4400 | -4.7591 | 7333.3333
4401 | -4.7998 | 7347.2454
4402 | -4.8406 | 7361.204
4403 | -4.8815 | 7375.2094
4404 | -4.9224 | 7389.2617
4405 | -4.9633 | 7403.3613
4406 | -5.0043 | 7417.5084
4407 | -5.0454 | 7431.7032
4408 | -5.0865 | 7445.9459
4409 | -5.1276 | 7460.2369
4410 | -5.1688 | 7474.5763
4411 | -5.2101 | 7488.9643
4412 | -5.2514 | 7503.4014
4413 | -5.2927 | 7517.8876
4414 | -5.3341 | 7532.4232
4415 | -5.3755 | 7547.0085
4416 | -5.417 | 7561.6438
4417 | -5.4586 | 7576.3293
4418 | -5.5002 | 7591.0653
4419 | -5.5418 | 7605.852
4420 | -5.5835 | 7620.6897
4421 | -5.6253 | 7635.5786
4422 | -5.6671 | 7650.519
4423 | -5.709 | 7665.5113
4424 | -5.7509 | 7680.5556
4425 | -5.7929 | 7695.6522
4426 | -5.8349 | 7710.8014
4427 | -5.8769 | 7726.0035
4428 | -5.9191 | 7741.2587
4429 | -5.9612 | 7756.5674
4430 | -6.0035 | 7771.9298
4431 | -6.0458 | 7787.3462
4432 | -6.0881 | 7802.8169
4433 | -6.1305 | 7818.3422
4434 | -6.1729 | 7833.9223
4435 | -6.2154 | 7849.5575
4436 | -6.258 | 7865.2482
4437 | -6.3006 | 7880.9947
4438 | -6.3433 | 7896.7972
4439 | -6.386 | 7912.656
4440 | -6.4288 | 7928.5714
4441 | -6.4716 | 7944.5438
4442 | -6.5145 | 7960.5735
4443 | -6.5574 | 7976.6607
4444 | -6.6004 | 7992.8058
4445 | -6.6435 | 8009.009
4446 | -6.6866 | 8025.2708
4447 | -6.7298 | 8041.5913
4448 | -6.773 | 8057.971
4449 | -6.8163 | 8074.4102
4450 | -6.8596 | 8090.9091
4451 | -6.903 | 8107.4681
4452 | -6.9465 | 8124.0876
4453 | -6.99 | 8140.7678
4454 | -7.0336 | 8157.5092
4455 | -7.0772 | 8174.3119
4456 | -7.1209 | 8191.1765
4457 | -7.1647 | 8208.1031
4458 | -7.2085 | 8225.0923
4459 | -7.2523 | 8242.1442
4460 | -7.2963 | 8259.2593
4461 | -7.3403 | 8276.4378
4462 | -7.3843 | 8293.6803
4463 | -7.4284 | 8310.987
4464 | -7.4726 | 8328.3582
4465 | -7.5168 | 8345.7944
4466 | -7.5611 | 8363.2959
4467 | -7.6054 | 8380.863
4468 | -7.6499 | 8398.4962
4469 | -7.6943 | 8416.1959
4470 | -7.7389 | 8433.9623
4471 | -7.7835 | 8451.7958
4472 | -7.8281 | 8469.697
4473 | -7.8728 | 8487.666
4474 | -7.9176 | 8505.7034
4475 | -7.9625 | 8523.8095
4476 | -8.0074 | 8541.9847
4477 | -8.0524 | 8560.2294
4478 | -8.0974 | 8578.5441
4479 | -8.1425 | 8596.929
4480 | -8.1877 | 8615.3846
4481 | -8.2329 | 8633.9114
4482 | -8.2782 | 8652.5097
4483 | -8.3235 | 8671.1799
4484 | -8.369 | 8689.9225
4485 | -8.4144 | 8708.7379
4486 | -8.46 | 8727.6265
4487 | -8.5056 | 8746.5887
4488 | -8.5513 | 8765.625
4489 | -8.5971 | 8784.7358
4490 | -8.6429 | 8803.9216
4491 | -8.6888 | 8823.1827
4492 | -8.7347 | 8842.5197
4493 | -8.7807 | 8861.9329
4494 | -8.8268 | 8881.4229
4495 | -8.873 | 8900.9901
4496 | -8.9192 | 8920.6349
4497 | -8.9655 | 8940.3579
4498 | -9.0119 | 8960.1594
4499 | -9.0583 | 8980.0399
4500 | -9.1048 | 9000
4501 | -9.1514 | 9020.0401
4502 | -9.198 | 9040.1606
4503 | -9.2447 | 9060.3622
4504 | -9.2915 | 9080.6452
4505 | -9.3383 | 9101.0101
4506 | -9.3852 | 9121.4575
4507 | -9.4322 | 9141.9878
4508 | -9.4793 | 9162.6016
4509 | -9.5264 | 9183.2994
4510 | -9.5736 | 9204.0816
4511 | -9.6209 | 9224.9489
4512 | -9.6683 | 9245.9016
4513 | -9.7157 | 9266.9405
4514 | -9.7632 | 9288.0658
4515 | -9.8108 | 9309.2784
4516 | -9.8584 | 9330.5785
4517 | -9.9061 | 9351.9669
4518 | -9.9539 | 9373.444
4519 | -10.0018 | 9395.0104
4520 | -10.0497 | 9416.6667
4521 | -10.0977 | 9438.4134
4522 | -10.1458 | 9460.251
4523 | -10.194 | 9482.1803
4524 | -10.2422 | 9504.2017
4525 | -10.2905 | 9526.3158
4526 | -10.3389 | 9548.5232
4527 | -10.3874 | 9570.8245
4528 | -10.436 | 9593.2203
4529 | -10.4846 | 9615.7113
4530 | -10.5333 | 9638.2979
4531 | -10.5821 | 9660.9808
4532 | -10.631 | 9683.7607
4533 | -10.6799 | 9706.6381
4534 | -10.7289 | 9729.6137
4535 | -10.778 | 9752.6882
4536 | -10.8272 | 9775.8621
4537 | -10.8765 | 9799.1361
4538 | -10.9258 | 9822.5108
4539 | -10.9752 | 9845.987
4540 | -11.0247 | 9869.5652
4541 | -11.0743 | 9893.2462
4542 | -11.124 | 9917.0306
4543 | -11.1737 | 9940.919
4544 | -11.2236 | 9964.9123
4545 | -11.2735 | 9989.011
4546 | -11.3235 | 10013.2159
4547 | -11.3736 | 10037.5276
4548 | -11.4237 | 10061.9469
4549 | -11.474 | 10086.4745
4550 | -11.5243 | 10111.1111
4551 | -11.5747 | 10135.8575
4552 | -11.6252 | 10160.7143
4553 | -11.6758 | 10185.6823
4554 | -11.7265 | 10210.7623
4555 | -11.7773 | 10235.9551
4556 | -11.8281 | 10261.2613
4557 | -11.8791 | 10286.6817
4558 | -11.9301 | 10312.2172
4559 | -11.9812 | 10337.8685
4560 | -12.0324 | 10363.6364
4561 | -12.0837 | 10389.5216
4562 | -12.1351 | 10415.5251
4563 | -12.1866 | 10441.6476
4564 | -12.2381 | 10467.8899
4565 | -12.2898 | 10494.2529
4566 | -12.3415 | 10520.7373
4567 | -12.3934 | 10547.3441
4568 | -12.4453 | 10574.0741
4569 | -12.4973 | 10600.9281
4570 | -12.5494 | 10627.907
4571 | -12.6016 | 10655.0117
4572 | -12.6539 | 10682.243
4573 | -12.7063 | 10709.6019
4574 | -12.7588 | 10737.0892
4575 | -12.8114 | 10764.7059
4576 | -12.8641 | 10792.4528
4577 | -12.9169 | 10820.331
4578 | -12.9697 | 10848.3412
4579 | -13.0227 | 10876.4846
4580 | -13.0758 | 10904.7619
4581 | -13.1289 | 10933.1742
4582 | -13.1822 | 10961.7225
4583 | -13.2355 | 10990.4077
4584 | -13.289 | 11019.2308
4585 | -13.3425 | 11048.1928
4586 | -13.3962 | 11077.2947
4587 | -13.45 | 11106.5375
4588 | -13.5038 | 11135.9223
4589 | -13.5578 | 11165.4501
4590 | -13.6118 | 11195.122
4591 | -13.666 | 11224.9389
4592 | -13.7202 | 11254.902
4593 | -13.7746 | 11285.0123
4594 | -13.8291 | 11315.2709
4595 | -13.8836 | 11345.679
4596 | -13.9383 | 11376.2376
4597 | -13.9931 | 11406.9479
4598 | -14.048 | 11437.8109
4599 | -14.103 | 11468.8279
4600 | -14.1581 | 11500
4601 | -14.2133 | 11531.3283
4602 | -14.2686 | 11562.8141
4603 | -14.324 | 11594.4584
4604 | -14.3796 | 11626.2626
4605 | -14.4352 | 11658.2278
4606 | -14.4909 | 11690.3553
4607 | -14.5468 | 11722.6463
4608 | -14.6028 | 11755.102
4609 | -14.6589 | 11787.7238
4610 | -14.7151 | 11820.5128
4611 | -14.7714 | 11853.4704
4612 | -14.8278 | 11886.5979
4613 | -14.8843 | 11919.8966
4614 | -14.941 | 11953.3679
4615 | -14.9977 | 11987.013
4616 | -15.0546 | 12020.8333
4617 | -15.1116 | 12054.8303
4618 | -15.1687 | 12089.0052
4619 | -15.2259 | 12123.3596
4620 | -15.2833 | 12157.8947
4621 | -15.3407 | 12192.6121
4622 | -15.3983 | 12227.5132
4623 | -15.456 | 12262.5995
4624 | -15.5138 | 12297.8723
4625 | -15.5717 | 12333.3333
4626 | -15.6298 | 12368.984
4627 | -15.688 | 12404.8257
4628 | -15.7463 | 12440.8602
4629 | -15.8047 | 12477.0889
4630 | -15.8633 | 12513.5135
4631 | -15.9219 | 12550.1355
4632 | -15.9807 | 12586.9565
4633 | -16.0397 | 12623.9782
4634 | -16.0987 | 12661.2022
4635 | -16.1579 | 12698.6301
4636 | -16.2172 | 12736.2637
4637 | -16.2766 | 12774.1047
4638 | -16.3362 | 12812.1547
4639 | -16.3959 | 12850.4155
4640 | -16.4557 | 12888.8889
4641 | -16.5157 | 12927.5766
4642 | -16.5758 | 12966.4804
4643 | -16.636 | 13005.6022
4644 | -16.6963 | 13044.9438
4645 | -16.7568 | 13084.507
4646 | -16.8174 | 13124.2938
4647 | -16.8782 | 13164.3059
4648 | -16.9391 | 13204.5455
4649 | -17.0001 | 13245.0142
4650 | -17.0613 | 13285.7143
4651 | -17.1226 | 13326.6476
4652 | -17.184 | 13367.8161
4653 | -17.2456 | 13409.2219
4654 | -17.3073 | 13450.8671
4655 | -17.3692 | 13492.7536
4656 | -17.4312 | 13534.8837
4657 | -17.4933 | 13577.2595
4658 | -17.5556 | 13619.883
4659 | -17.6181 | 13662.7566
4660 | -17.6807 | 13705.8824
4661 | -17.7434 | 13749.2625
4662 | -17.8063 | 13792.8994
4663 | -17.8693 | 13836.7953
4664 | -17.9325 | 13880.9524
4665 | -17.9958 | 13925.3731
4666 | -18.0593 | 13970.0599
4667 | -18.1229 | 14015.015
4668 | -18.1867 | 14060.241
4669 | -18.2506 | 14105.7402
4670 | -18.3147 | 14151.5152
4671 | -18.3789 | 14197.5684
4672 | -18.4433 | 14243.9024
4673 | -18.5079 | 14290.5199
4674 | -18.5726 | 14337.4233
4675 | -18.6375 | 14384.6154
4676 | -18.7025 | 14432.0988
4677 | -18.7677 | 14479.8762
4678 | -18.833 | 14527.9503
4679 | -18.8985 | 14576.324
4680 | -18.9642 | 14625
4681 | -19.03 | 14673.9812
4682 | -19.096 | 14723.2704
4683 | -19.1622 | 14772.8707
4684 | -19.2286 | 14822.7848
4685 | -19.2951 | 14873.0159
4686 | -19.3617 | 14923.5669
4687 | -19.4286 | 14974.4409
4688 | -19.4956 | 15025.641
4689 | -19.5628 | 15077.1704
4690 | -19.6301 | 15129.0323
4691 | -19.6977 | 15181.2298
4692 | -19.7654 | 15233.7662
4693 | -19.8333 | 15286.645
4694 | -19.9014 | 15339.8693
4695 | -19.9696 | 15393.4426
4696 | -20.038 | 15447.3684
4697 | -20.1066 | 15501.6502
4698 | -20.1754 | 15556.2914
4699 | -20.2444 | 15611.2957
4700 | -20.3136 | 15666.6667
4701 | -20.3829 | 15722.408
4702 | -20.4524 | 15778.5235
4703 | -20.5222 | 15835.0168
4704 | -20.5921 | 15891.8919
4705 | -20.6622 | 15949.1525
4706 | -20.7324 | 16006.8027
4707 | -20.8029 | 16064.8464
4708 | -20.8736 | 16123.2877
4709 | -20.9445 | 16182.1306
4710 | -21.0156 | 16241.3793
4711 | -21.0868 | 16301.0381
4712 | -21.1583 | 16361.1111
4713 | -21.23 | 16421.6028
4714 | -21.3018 | 16482.5175
4715 | -21.3739 | 16543.8596
4716 | -21.4462 | 16605.6338
4717 | -21.5187 | 16667.8445
4718 | -21.5914 | 16730.4965
4719 | -21.6643 | 16793.5943
4720 | -21.7374 | 16857.1429
4721 | -21.8107 | 16921.147
4722 | -21.8843 | 16985.6115
4723 | -21.958 | 17050.5415
4724 | -22.032 | 17115.942
4725 | -22.1062 | 17181.8182
4726 | -22.1806 | 17248.1752
4727 | -22.2552 | 17315.0183
4728 | -22.3301 | 17382.3529
4729 | -22.4052 | 17450.1845
4730 | -22.4805 | 17518.5185
4731 | -22.556 | 17587.3606
4732 | -22.6318 | 17656.7164
4733 | -22.7077 | 17726.5918
4734 | -22.784 | 17796.9925
4735 | -22.8604 | 17867.9245
4736 | -22.9371 | 17939.3939
4737 | -23.014 | 18011.4068
4738 | -23.0912 | 18083.9695
4739 | -23.1686 | 18157.0881
4740 | -23.2463 | 18230.7692
4741 | -23.3242 | 18305.0193
4742 | -23.4023 | 18379.845
4743 | -23.4807 | 18455.2529
4744 | -23.5593 | 18531.25
4745 | -23.6382 | 18607.8431
4746 | -23.7174 | 18685.0394
4747 | -23.7968 | 18762.8458
4748 | -23.8764 | 18841.2698
4749 | -23.9563 | 18920.3187
4750 | -24.0365 | 19000
4751 | -24.117 | 19080.3213
4752 | -24.1977 | 19161.2903
4753 | -24.2786 | 19242.915
4754 | -24.3599 | 19325.2033
4755 | -24.4414 | 19408.1633
4756 | -24.5232 | 19491.8033
4757 | -24.6052 | 19576.1317
4758 | -24.6876 | 19661.157
4759 | -24.7702 | 19746.888
4760 | -24.8531 | 19833.3333
4761 | -24.9363 | 19920.5021
4762 | -25.0198 | 20008.4034
4763 | -25.1035 | 20097.0464
4764 | -25.1876 | 20186.4407
4765 | -25.2719 | 20276.5957
4766 | -25.3566 | 20367.5214
4767 | -25.4415 | 20459.2275
4768 | -25.5268 | 20551.7241
4769 | -25.6123 | 20645.0216
4770 | -25.6982 | 20739.1304
4771 | -25.7844 | 20834.0611
4772 | -25.8708 | 20929.8246
4773 | -25.9576 | 21026.4317
4774 | -26.0447 | 21123.8938
4775 | -26.1321 | 21222.2222
4776 | -26.2199 | 21321.4286
4777 | -26.308 | 21421.5247
4778 | -26.3964 | 21522.5225
4779 | -26.4851 | 21624.4344
4780 | -26.5742 | 21727.2727
4781 | -26.6636 | 21831.0502
4782 | -26.7533 | 21935.7798
4783 | -26.8434 | 22041.4747
4784 | -26.9338 | 22148.1481
4785 | -27.0246 | 22255.814
4786 | -27.1157 | 22364.486
4787 | -27.2072 | 22474.1784
4788 | -27.299 | 22584.9057
4789 | -27.3912 | 22696.6825
4790 | -27.4837 | 22809.5238
4791 | -27.5767 | 22923.445
4792 | -27.67 | 23038.4615
4793 | -27.7636 | 23154.5894
4794 | -27.8577 | 23271.8447
4795 | -27.9521 | 23390.2439
4796 | -28.0469 | 23509.8039
4797 | -28.1421 | 23630.5419
4798 | -28.2377 | 23752.4752
4799 | -28.3337 | 23875.6219
4800 | -28.4301 | 24000
4801 | -28.5269 | 24125.6281
4802 | -28.6241 | 24252.5253
4803 | -28.7217 | 24380.7107
4804 | -28.8197 | 24510.2041
4805 | -28.9181 | 24641.0256
4806 | -29.017 | 24773.1959
4807 | -29.1163 | 24906.7358
4808 | -29.216 | 25041.6667
4809 | -29.3161 | 25178.0105
4810 | -29.4167 | 25315.7895
4811 | -29.5178 | 25455.0265
4812 | -29.6193 | 25595.7447
4813 | -29.7212 | 25737.9679
4814 | -29.8236 | 25881.7204
4815 | -29.9265 | 26027.027
4816 | -30.0298 | 26173.913
4817 | -30.1336 | 26322.4044
4818 | -30.2379 | 26472.5275
4819 | -30.3426 | 26624.3094
4820 | -30.4479 | 26777.7778
4821 | -30.5536 | 26932.9609
4822 | -30.6598 | 27089.8876
4823 | -30.7666 | 27248.5876
4824 | -30.8738 | 27409.0909
4825 | -30.9816 | 27571.4286
4826 | -31.0898 | 27735.6322
4827 | -31.1987 | 27901.7341
4828 | -31.308 | 28069.7674
4829 | -31.4179 | 28239.7661
4830 | -31.5283 | 28411.7647
4831 | -31.6392 | 28585.7988
4832 | -31.7507 | 28761.9048
4833 | -31.8628 | 28940.1198
4834 | -31.9755 | 29120.4819
4835 | -32.0887 | 29303.0303
4836 | -32.2025 | 29487.8049
4837 | -32.3169 | 29674.8466
4838 | -32.4319 | 29864.1975
4839 | -32.5474 | 30055.9006
4840 | -32.6636 | 30250
4841 | -32.7804 | 30446.5409
4842 | -32.8979 | 30645.5696
4843 | -33.0159 | 30847.1338
4844 | -33.1346 | 31051.2821
4845 | -33.254 | 31258.0645
4846 | -33.374 | 31467.5325
4847 | -33.4947 | 31679.7386
4848 | -33.616 | 31894.7368
4849 | -33.738 | 32112.5828
4850 | -33.8607 | 32333.3333
4851 | -33.9841 | 32557.047
4852 | -34.1082 | 32783.7838
4853 | -34.233 | 33013.6054
4854 | -34.3585 | 33246.5753
4855 | -34.4848 | 33482.7586
4856 | -34.6118 | 33722.2222
4857 | -34.7396 | 33965.035
4858 | -34.8681 | 34211.2676
4859 | -34.9974 | 34460.9929
4860 | -35.1275 | 34714.2857
4861 | -35.2584 | 34971.223
4862 | -35.3901 | 35231.8841
4863 | -35.5226 | 35496.3504
4864 | -35.6559 | 35764.7059
4865 | -35.7901 | 36037.037
4866 | -35.9251 | 36313.4328
4867 | -36.061 | 36593.985
4868 | -36.1977 | 36878.7879
4869 | -36.3354 | 37167.9389
4870 | -36.4739 | 37461.5385
4871 | -36.6133 | 37759.6899
4872 | -36.7537 | 38062.5
4873 | -36.8951 | 38370.0787
4874 | -37.0373 | 38682.5397
4875 | -37.1806 | 39000
4876 | -37.3248 | 39322.5806
4877 | -37.47 | 39650.4065
4878 | -37.6163 | 39983.6066
4879 | -37.7636 | 40322.314
4880 | -37.9119 | 40666.6667
4881 | -38.0613 | 41016.8067
4882 | -38.2118 | 41372.8814
4883 | -38.3633 | 41735.0427
4884 | -38.516 | 42103.4483
4885 | -38.6698 | 42478.2609
4886 | -38.8248 | 42859.6491
4887 | -38.981 | 43247.7876
4888 | -39.1383 | 43642.8571
4889 | -39.2968 | 44045.045
4890 | -39.4566 | 44454.5455
4891 | -39.6177 | 44871.5596
4892 | -39.78 | 45296.2963
4893 | -39.9436 | 45728.972
4894 | -40.1086 | 46169.8113
4895 | -40.2748 | 46619.0476
4896 | -40.4425 | 47076.9231
4897 | -40.6116 | 47543.6893
4898 | -40.782 | 48019.6078
4899 | -40.954 | 48504.9505
4900 | -41.1274 | 49000
4901 | -41.3023 | 49505.0505
4902 | -41.4787 | 50020.4082
4903 | -41.6567 | 50546.3918
4904 | -41.8363 | 51083.3333
4905 | -42.0176 | 51631.5789
4906 | -42.2004 | 52191.4894
4907 | -42.385 | 52763.4409
4908 | -42.5713 | 53347.8261
4909 | -42.7594 | 53945.0549
4910 | -42.9492 | 54555.5556
4911 | -43.1409 | 55179.7753
4912 | -43.3345 | 55818.1818
4913 | -43.53 | 56471.2644
4914 | -43.7275 | 57139.5349
4915 | -43.9269 | 57823.5294
4916 | -44.1285 | 58523.8095
4917 | -44.3321 | 59240.9639
4918 | -44.5378 | 59975.6098
4919 | -44.7458 | 60728.3951
4920 | -44.956 | 61500
4921 | -45.1684 | 62291.1392
4922 | -45.3833 | 63102.5641
4923 | -45.6005 | 63935.0649
4924 | -45.8203 | 64789.4737
4925 | -46.0425 | 65666.6667
4926 | -46.2674 | 66567.5676
4927 | -46.4949 | 67493.1507
4928 | -46.7252 | 68444.4444
4929 | -46.9583 | 69422.5352
4930 | -47.1942 | 70428.5714
4931 | -47.4331 | 71463.7681
4932 | -47.6751 | 72529.4118
4933 | -47.9202 | 73626.8657
4934 | -48.1685 | 74757.5758
4935 | -48.4202 | 75923.0769
4936 | -48.6752 | 77125
4937 | -48.9338 | 78365.0794
4938 | -49.1959 | 79645.1613
4939 | -49.4618 | 80967.2131
4940 | -49.7316 | 82333.3333
4941 | -50.0053 | 83745.7627
4942 | -50.2832 | 85206.8966
4943 | -50.5652 | 86719.2982
4944 | -50.8517 | 88285.7143
4945 | -51.1427 | 89909.0909
4946 | -51.4383 | 91592.5926
4947 | -51.7388 | 93339.6226
4948 | -52.0444 | 95153.8462
4949 | -52.3552 | 97039.2157
4950 | -52.6713 | 99000
4951 | -52.9931 | 101040.8163
4952 | -53.3207 | 103166.6667
4953 | -53.6544 | 105382.9787
4954 | -53.9945 | 107695.6522
4955 | -54.3411 | 110111.1111
4956 | -54.6945 | 112636.3636
4957 | -55.0552 | 115279.0698
4958 | -55.4233 | 118047.619
4959 | -55.7993 | 120951.2195
4960 | -56.1834 | 124000
4961 | -56.5761 | 127205.1282
4962 | -56.9779 | 130578.9474
4963 | -57.3891 | 134135.1351
4964 | -57.8103 | 137888.8889
4965 | -58.242 | 141857.1429
4966 | -58.6847 | 146058.8235
4967 | -59.1392 | 150515.1515
4968 | -59.606 | 155250
4969 | -60.086 | 160290.3226
4970 | -60.58 | 165666.6667
4971 | -61.0888 | 171413.7931
4972 | -61.6134 | 177571.4286
4973 | -62.155 | 184185.1852
4974 | -62.7147 | 191307.6923
4975 | -63.294 | 199000
4976 | -63.8942 | 207333.3333
4977 | -64.5172 | 216391.3043
4978 | -65.1649 | 226272.7273
4979 | -65.8393 | 237095.2381
4980 | -66.5431 | 249000
4981 | -67.2791 | 262157.8947
4982 | -68.0505 | 276777.7778
4983 | -68.8613 | 293117.6471
4984 | -69.7159 | 311500
4985 | -70.6198 | 332333.3333
4986 | -71.5794 | 356142.8571
4987 | -72.6026 | 383615.3846
4988 | -73.6991 | 415666.6667
4989 | -74.8809 | 453545.4545
4990 | -76.1636 | 499000
4991 | -77.5673 | 554555.5556
4992 | -79.1193 | 624000
4993 | -80.8571 | 713285.7143
4994 | -82.8353 | 832333.3333
4995 | -85.1373 | 999000
4996 | -87.9008 | 1249000
4997 | -91.379 | 1665666.6667
4998 | -96.127 | 2499000
4999 | -103.8526 | 4999000
5000 |  | #DIV/0!

## 3) Advanced Design
Advanced Design (Data used from Input sheet)
For those wishing to use NTC sensors in their own designs and to optimise values.
Single results for your sensor-
Enter the sensors resistance to find the temperature-
Resistance (Ω) = | 2500 | Temp (ºC) = | 20.1439
Enter a temperature to find the sensors resistance-
Temp (ºC) = | 50 | Resistance (Ω) = | 829.5561 | -10878.6365 | 13185.7956
Resolution of an ADC (Analogue to Digital Converter)-
This will give the minimum voltage steps that your designs ADC can actually measure as this will most likely impact temperature resolution outside a certain range.
ADC ref (V) = | 5 | ADC step size (mV) = | 4.8876
ADC resolution (bits) = | 10
Circuit design data-
Shows the area of maximum sensitivity for a given supply voltage and bias resistor. The temperature change field is GREEN around the most sensitive area i.e. where the smallest change in temperature occurs each mV.
Hint: For maximum sensitivity at a certain temperature, as a starting point try matching the bias resistance value to the sensors resistance at that same temperature.
With DYNertia3 the supply voltage is 5V and the internal bias resistor used is 1000Ω
| Voltage to sensor (V): | 5
| Bias resistor value (Ω): | 1000
NOTE: Scroll down the table below to find the GREEN marked temperaure change field.
Voltage at Sensor (mV) | Temperature (°C) for Sensor Voltage | Temp change from previous to next mV | R at mV step
0 | 0 |  | 0 | 0.045
1 | 858.8664 | - | 0.20004 | 0.045
2 | 666.9113 | 276.639 | 0.40016 | 0.045
3 | 582.2271 | 136.046 | 0.60036 | 0.045
4 | 530.865 | 87.142 | 0.80064 | 0.045
5 | 495.0855 | 62.738 | 1.001 | 0.045
6 | 468.1274 | 48.324 | 1.2014 | 0.045
7 | 446.7618 | 38.909 | 1.402 | 0.045
8 | 429.2188 | 32.328 | 1.6026 | 0.045
9 | 414.4333 | 27.499 | 1.8032 | 0.045
10 | 401.7194 | 23.822 | 2.004 | 0.045
11 | 390.6116 | 20.939 | 2.2049 | 0.045
12 | 380.7809 | 18.625 | 2.4058 | 0.045
13 | 371.987 | 16.731 | 2.6068 | 0.045
14 | 364.0497 | 15.157 | 2.8079 | 0.045
15 | 356.8303 | 13.829 | 3.009 | 0.045
16 | 350.2204 | 12.697 | 3.2103 | 0.045
17 | 344.1337 | 11.72 | 3.4116 | 0.045
18 | 338.5001 | 10.871 | 3.613 | 0.045
19 | 333.2626 | 10.126 | 3.8145 | 0.045
20 | 328.3737 | 9.469 | 4.0161 | 0.045
21 | 323.7939 | 8.884 | 4.2177 | 0.045
22 | 319.4897 | 8.361 | 4.4194 | 0.045
23 | 315.4326 | 7.892 | 4.6213 | 0.045
24 | 311.5982 | 7.467 | 4.8232 | 0.045
25 | 307.9654 | 7.082 | 5.0251 | 0.045
26 | 304.5158 | 6.732 | 5.2272 | 0.045
27 | 301.2334 | 6.412 | 5.4293 | 0.045
28 | 298.1041 | 6.118 | 5.6315 | 0.045
29 | 295.1155 | 5.848 | 5.8338 | 0.045
30 | 292.2565 | 5.598 | 6.0362 | 0.045
31 | 289.5174 | 5.367 | 6.2387 | 0.045
32 | 286.8893 | 5.153 | 6.4412 | 0.045
33 | 284.3643 | 4.954 | 6.6438 | 0.045
34 | 281.9353 | 4.768 | 6.8466 | 0.045
35 | 279.596 | 4.595 | 7.0493 | 0.045
36 | 277.3405 | 4.433 | 7.2522 | 0.045
37 | 275.1634 | 4.28 | 7.4552 | 0.045
38 | 273.06 | 4.137 | 7.6582 | 0.045
39 | 271.026 | 4.003 | 7.8613 | 0.045
40 | 269.0571 | 3.876 | 8.0645 | 0.045
41 | 267.1498 | 3.757 | 8.2678 | 0.045
42 | 265.3006 | 3.643 | 8.4712 | 0.045
43 | 263.5064 | 3.536 | 8.6746 | 0.045
44 | 261.7642 | 3.435 | 8.8781 | 0.045
45 | 260.0715 | 3.339 | 9.0817 | 0.045
46 | 258.4256 | 3.247 | 9.2854 | 0.045
47 | 256.8244 | 3.16 | 9.4892 | 0.045
48 | 255.2655 | 3.077 | 9.6931 | 0.045
49 | 253.7471 | 2.998 | 9.897 | 0.045
50 | 252.2673 | 2.923 | 10.101 | 0.045
51 | 250.8242 | 2.851 | 10.3051 | 0.045
52 | 249.4164 | 2.782 | 10.5093 | 0.045
53 | 248.0421 | 2.716 | 10.7136 | 0.045
54 | 246.7001 | 2.653 | 10.9179 | 0.045
55 | 245.3889 | 2.593 | 11.1223 | 0.045
56 | 244.1073 | 2.535 | 11.3269 | 0.045
57 | 242.8541 | 2.479 | 11.5315 | 0.045
58 | 241.6281 | 2.426 | 11.7361 | 0.045
59 | 240.4283 | 2.374 | 11.9409 | 0.045
60 | 239.2536 | 2.325 | 12.1457 | 0.045
61 | 238.1033 | 2.277 | 12.3507 | 0.045
62 | 236.9762 | 2.232 | 12.5557 | 0.045
63 | 235.8716 | 2.187 | 12.7608 | 0.045
64 | 234.7887 | 2.145 | 12.966 | 0.045
65 | 233.7267 | 2.104 | 13.1712 | 0.045
66 | 232.6849 | 2.064 | 13.3766 | 0.045
67 | 231.6625 | 2.026 | 13.582 | 0.045
68 | 230.659 | 1.989 | 13.7875 | 0.045
69 | 229.6737 | 1.953 | 13.9931 | 0.045
70 | 228.706 | 1.918 | 14.1988 | 0.045
71 | 227.7553 | 1.885 | 14.4045 | 0.045
72 | 226.8212 | 1.852 | 14.6104 | 0.045
73 | 225.903 | 1.821 | 14.8163 | 0.045
74 | 225.0002 | 1.79 | 15.0223 | 0.045
75 | 224.1125 | 1.761 | 15.2284 | 0.045
76 | 223.2394 | 1.732 | 15.4346 | 0.045
77 | 222.3803 | 1.704 | 15.6409 | 0.045
78 | 221.535 | 1.677 | 15.8472 | 0.045
79 | 220.703 | 1.651 | 16.0536 | 0.045
80 | 219.8839 | 1.626 | 16.2602 | 0.045
81 | 219.0774 | 1.601 | 16.4668 | 0.045
82 | 218.2831 | 1.577 | 16.6734 | 0.045
83 | 217.5007 | 1.553 | 16.8802 | 0.045
84 | 216.7298 | 1.53 | 17.0871 | 0.045
85 | 215.9702 | 1.508 | 17.294 | 0.045
86 | 215.2216 | 1.487 | 17.501 | 0.045
87 | 214.4835 | 1.466 | 17.7081 | 0.045
88 | 213.7559 | 1.445 | 17.9153 | 0.045
89 | 213.0384 | 1.425 | 18.1226 | 0.045
90 | 212.3308 | 1.406 | 18.3299 | 0.045
91 | 211.6328 | 1.387 | 18.5374 | 0.045
92 | 210.9441 | 1.368 | 18.7449 | 0.045
93 | 210.2646 | 1.35 | 18.9525 | 0.045
94 | 209.594 | 1.332 | 19.1602 | 0.045
95 | 208.9322 | 1.315 | 19.368 | 0.045
96 | 208.2788 | 1.298 | 19.5759 | 0.045
97 | 207.6337 | 1.282 | 19.7838 | 0.045
98 | 206.9968 | 1.266 | 19.9918 | 0.045
99 | 206.3677 | 1.25 | 20.2 | 0.045
100 | 205.7465 | 1.235 | 20.4082 | 0.045
101 | 205.1328 | 1.22 | 20.6165 | 0.045
102 | 204.5265 | 1.205 | 20.8248 | 0.045
103 | 203.9274 | 1.191 | 21.0333 | 0.045
104 | 203.3354 | 1.177 | 21.2418 | 0.045
105 | 202.7503 | 1.163 | 21.4505 | 0.045
106 | 202.172 | 1.15 | 21.6592 | 0.045
107 | 201.6004 | 1.137 | 21.868 | 0.045
108 | 201.0352 | 1.124 | 22.0769 | 0.045
109 | 200.4764 | 1.111 | 22.2858 | 0.045
110 | 199.9239 | 1.099 | 22.4949 | 0.045
111 | 199.3774 | 1.087 | 22.704 | 0.045
112 | 198.8369 | 1.075 | 22.9133 | 0.045
113 | 198.3023 | 1.064 | 23.1226 | 0.045
114 | 197.7734 | 1.052 | 23.332 | 0.045
115 | 197.2501 | 1.041 | 23.5415 | 0.045
116 | 196.7323 | 1.03 | 23.751 | 0.045
117 | 196.22 | 1.019 | 23.9607 | 0.045
118 | 195.713 | 1.009 | 24.1704 | 0.045
119 | 195.2111 | 0.999 | 24.3802 | 0.045
120 | 194.7144 | 0.988 | 24.5902 | 0.045
121 | 194.2227 | 0.979 | 24.8002 | 0.045
122 | 193.7359 | 0.969 | 25.0103 | 0.045
123 | 193.2539 | 0.959 | 25.2204 | 0.045
124 | 192.7767 | 0.95 | 25.4307 | 0.045
125 | 192.3041 | 0.941 | 25.641 | 0.045
126 | 191.8361 | 0.932 | 25.8515 | 0.045
127 | 191.3726 | 0.923 | 26.062 | 0.045
128 | 190.9135 | 0.914 | 26.2726 | 0.045
129 | 190.4587 | 0.905 | 26.4833 | 0.045
130 | 190.0081 | 0.897 | 26.694 | 0.045
131 | 189.5618 | 0.889 | 26.9049 | 0.045
132 | 189.1196 | 0.88 | 27.1159 | 0.045
133 | 188.6814 | 0.872 | 27.3269 | 0.045
134 | 188.2472 | 0.865 | 27.538 | 0.045
135 | 187.8168 | 0.857 | 27.7492 | 0.045
136 | 187.3904 | 0.849 | 27.9605 | 0.045
137 | 186.9677 | 0.842 | 28.1719 | 0.045
138 | 186.5487 | 0.834 | 28.3834 | 0.045
139 | 186.1334 | 0.827 | 28.5949 | 0.045
140 | 185.7217 | 0.82 | 28.8066 | 0.045
141 | 185.3135 | 0.813 | 29.0183 | 0.045
142 | 184.9088 | 0.806 | 29.2301 | 0.045
143 | 184.5075 | 0.799 | 29.442 | 0.045
144 | 184.1096 | 0.792 | 29.654 | 0.045
145 | 183.715 | 0.786 | 29.8661 | 0.045
146 | 183.3237 | 0.779 | 30.0783 | 0.045
147 | 182.9356 | 0.773 | 30.2905 | 0.045
148 | 182.5507 | 0.767 | 30.5029 | 0.045
149 | 182.1688 | 0.761 | 30.7153 | 0.045
150 | 181.7901 | 0.754 | 30.9278 | 0.045
151 | 181.4144 | 0.748 | 31.1404 | 0.045
152 | 181.0417 | 0.742 | 31.3531 | 0.045
153 | 180.6719 | 0.737 | 31.5659 | 0.045
154 | 180.3051 | 0.731 | 31.7788 | 0.045
155 | 179.941 | 0.725 | 31.9917 | 0.045
156 | 179.5798 | 0.72 | 32.2048 | 0.045
157 | 179.2214 | 0.714 | 32.4179 | 0.045
158 | 178.8657 | 0.709 | 32.6311 | 0.045
159 | 178.5127 | 0.703 | 32.8445 | 0.045
160 | 178.1623 | 0.698 | 33.0579 | 0.045
161 | 177.8146 | 0.693 | 33.2713 | 0.045
162 | 177.4695 | 0.688 | 33.4849 | 0.045
163 | 177.1269 | 0.683 | 33.6986 | 0.045
164 | 176.7868 | 0.678 | 33.9123 | 0.045
165 | 176.4492 | 0.673 | 34.1262 | 0.045
166 | 176.114 | 0.668 | 34.3401 | 0.045
167 | 175.7813 | 0.663 | 34.5541 | 0.045
168 | 175.4509 | 0.658 | 34.7682 | 0.045
169 | 175.1229 | 0.654 | 34.9824 | 0.045
170 | 174.7972 | 0.649 | 35.1967 | 0.045
171 | 174.4738 | 0.645 | 35.4111 | 0.045
172 | 174.1526 | 0.64 | 35.6255 | 0.045
173 | 173.8337 | 0.636 | 35.8401 | 0.045
174 | 173.5169 | 0.631 | 36.0547 | 0.045
175 | 173.2024 | 0.627 | 36.2694 | 0.045
176 | 172.8899 | 0.623 | 36.4842 | 0.045
177 | 172.5796 | 0.619 | 36.6991 | 0.045
178 | 172.2714 | 0.614 | 36.9141 | 0.045
179 | 171.9652 | 0.61 | 37.1292 | 0.045
180 | 171.6611 | 0.606 | 37.3444 | 0.045
181 | 171.359 | 0.602 | 37.5597 | 0.045
182 | 171.0589 | 0.598 | 37.775 | 0.045
183 | 170.7607 | 0.594 | 37.9905 | 0.045
184 | 170.4645 | 0.591 | 38.206 | 0.045
185 | 170.1701 | 0.587 | 38.4216 | 0.045
186 | 169.8777 | 0.583 | 38.6373 | 0.045
187 | 169.5872 | 0.579 | 38.8531 | 0.045
188 | 169.2984 | 0.576 | 39.069 | 0.045
189 | 169.0116 | 0.572 | 39.285 | 0.045
190 | 168.7265 | 0.568 | 39.501 | 0.045
191 | 168.4432 | 0.565 | 39.7172 | 0.045
192 | 168.1616 | 0.561 | 39.9334 | 0.045
193 | 167.8818 | 0.558 | 40.1498 | 0.045
194 | 167.6037 | 0.554 | 40.3662 | 0.045
195 | 167.3273 | 0.551 | 40.5827 | 0.045
196 | 167.0526 | 0.548 | 40.7993 | 0.045
197 | 166.7796 | 0.544 | 41.016 | 0.045
198 | 166.5082 | 0.541 | 41.2328 | 0.045
199 | 166.2384 | 0.538 | 41.4497 | 0.045
200 | 165.9702 | 0.535 | 41.6667 | 0.045
201 | 165.7037 | 0.532 | 41.8837 | 0.045
202 | 165.4386 | 0.528 | 42.1009 | 0.045
203 | 165.1752 | 0.525 | 42.3181 | 0.045
204 | 164.9133 | 0.522 | 42.5354 | 0.045
205 | 164.6528 | 0.519 | 42.7529 | 0.045
206 | 164.3939 | 0.516 | 42.9704 | 0.045
207 | 164.1365 | 0.513 | 43.188 | 0.045
208 | 163.8806 | 0.51 | 43.4057 | 0.045
209 | 163.6261 | 0.508 | 43.6235 | 0.045
210 | 163.373 | 0.505 | 43.8413 | 0.045
211 | 163.1214 | 0.502 | 44.0593 | 0.045
212 | 162.8711 | 0.499 | 44.2774 | 0.045
213 | 162.6223 | 0.496 | 44.4955 | 0.045
214 | 162.3749 | 0.494 | 44.7137 | 0.045
215 | 162.1288 | 0.491 | 44.9321 | 0.045
216 | 161.884 | 0.488 | 45.1505 | 0.045
217 | 161.6406 | 0.485 | 45.369 | 0.045
218 | 161.3985 | 0.483 | 45.5876 | 0.045
219 | 161.1578 | 0.48 | 45.8063 | 0.045
220 | 160.9183 | 0.478 | 46.0251 | 0.045
221 | 160.6801 | 0.475 | 46.244 | 0.045
222 | 160.4432 | 0.473 | 46.463 | 0.045
223 | 160.2075 | 0.47 | 46.682 | 0.045
224 | 159.9731 | 0.468 | 46.9012 | 0.045
225 | 159.7399 | 0.465 | 47.1204 | 0.045
226 | 159.5079 | 0.463 | 47.3398 | 0.045
227 | 159.2771 | 0.46 | 47.5592 | 0.045
228 | 159.0475 | 0.458 | 47.7787 | 0.045
229 | 158.8192 | 0.456 | 47.9983 | 0.045
230 | 158.5919 | 0.453 | 48.218 | 0.045
231 | 158.3659 | 0.451 | 48.4378 | 0.045
232 | 158.141 | 0.449 | 48.6577 | 0.045
233 | 157.9172 | 0.446 | 48.8777 | 0.045
234 | 157.6946 | 0.444 | 49.0978 | 0.045
235 | 157.4731 | 0.442 | 49.3179 | 0.045
236 | 157.2526 | 0.44 | 49.5382 | 0.045
237 | 157.0333 | 0.438 | 49.7586 | 0.045
238 | 156.8151 | 0.435 | 49.979 | 0.045
239 | 156.5979 | 0.433 | 50.1995 | 0.045
240 | 156.3818 | 0.431 | 50.4202 | 0.045
241 | 156.1668 | 0.429 | 50.6409 | 0.045
242 | 155.9528 | 0.427 | 50.8617 | 0.045
243 | 155.7398 | 0.425 | 51.0826 | 0.045
244 | 155.5279 | 0.423 | 51.3036 | 0.045
245 | 155.317 | 0.421 | 51.5247 | 0.045
246 | 155.1071 | 0.419 | 51.7459 | 0.045
247 | 154.8982 | 0.417 | 51.9672 | 0.045
248 | 154.6903 | 0.415 | 52.1886 | 0.045
249 | 154.4834 | 0.413 | 52.41 | 0.045
250 | 154.2774 | 0.411 | 52.6316 | 0.045
251 | 154.0724 | 0.409 | 52.8532 | 0.045
252 | 153.8683 | 0.407 | 53.075 | 0.045
253 | 153.6653 | 0.405 | 53.2968 | 0.045
254 | 153.4631 | 0.403 | 53.5188 | 0.045
255 | 153.2619 | 0.402 | 53.7408 | 0.045
256 | 153.0616 | 0.4 | 53.9629 | 0.045
257 | 152.8622 | 0.398 | 54.1851 | 0.045
258 | 152.6637 | 0.396 | 54.4074 | 0.045
259 | 152.4661 | 0.394 | 54.6298 | 0.045
260 | 152.2694 | 0.393 | 54.8523 | 0.045
261 | 152.0736 | 0.391 | 55.0749 | 0.045
262 | 151.8786 | 0.389 | 55.2976 | 0.045
263 | 151.6846 | 0.387 | 55.5204 | 0.045
264 | 151.4914 | 0.386 | 55.7432 | 0.045
265 | 151.299 | 0.384 | 55.9662 | 0.045
266 | 151.1075 | 0.382 | 56.1893 | 0.045
267 | 150.9168 | 0.381 | 56.4124 | 0.045
268 | 150.727 | 0.379 | 56.6357 | 0.045
269 | 150.5379 | 0.377 | 56.859 | 0.045
270 | 150.3497 | 0.376 | 57.0825 | 0.045
271 | 150.1624 | 0.374 | 57.306 | 0.045
272 | 149.9758 | 0.372 | 57.5296 | 0.045
273 | 149.79 | 0.371 | 57.7533 | 0.045
274 | 149.605 | 0.369 | 57.9771 | 0.045
275 | 149.4208 | 0.368 | 58.2011 | 0.045
276 | 149.2374 | 0.366 | 58.4251 | 0.045
277 | 149.0547 | 0.365 | 58.6492 | 0.045
278 | 148.8728 | 0.363 | 58.8734 | 0.045
279 | 148.6917 | 0.362 | 59.0976 | 0.045
280 | 148.5113 | 0.36 | 59.322 | 0.045
281 | 148.3317 | 0.359 | 59.5465 | 0.045
282 | 148.1528 | 0.357 | 59.7711 | 0.045
283 | 147.9746 | 0.356 | 59.9958 | 0.045
284 | 147.7972 | 0.354 | 60.2205 | 0.045
285 | 147.6205 | 0.353 | 60.4454 | 0.045
286 | 147.4446 | 0.351 | 60.6703 | 0.045
287 | 147.2693 | 0.35 | 60.8954 | 0.045
288 | 147.0947 | 0.348 | 61.1205 | 0.045
289 | 146.9209 | 0.347 | 61.3458 | 0.045
290 | 146.7477 | 0.346 | 61.5711 | 0.045
291 | 146.5753 | 0.344 | 61.7966 | 0.045
292 | 146.4035 | 0.343 | 62.0221 | 0.045
293 | 146.2324 | 0.342 | 62.2477 | 0.045
294 | 146.062 | 0.34 | 62.4734 | 0.045
295 | 145.8922 | 0.339 | 62.6993 | 0.045
296 | 145.7232 | 0.338 | 62.9252 | 0.045
297 | 145.5547 | 0.336 | 63.1512 | 0.045
298 | 145.387 | 0.335 | 63.3773 | 0.045
299 | 145.2199 | 0.334 | 63.6035 | 0.045
300 | 145.0534 | 0.332 | 63.8298 | 0.045
301 | 144.8876 | 0.331 | 64.0562 | 0.045
302 | 144.7224 | 0.33 | 64.2827 | 0.045
303 | 144.5578 | 0.328 | 64.5093 | 0.045
304 | 144.3939 | 0.327 | 64.7359 | 0.045
305 | 144.2306 | 0.326 | 64.9627 | 0.045
306 | 144.0679 | 0.325 | 65.1896 | 0.045
307 | 143.9058 | 0.324 | 65.4166 | 0.045
308 | 143.7444 | 0.322 | 65.6436 | 0.045
309 | 143.5835 | 0.321 | 65.8708 | 0.045
310 | 143.4232 | 0.32 | 66.0981 | 0.045
311 | 143.2636 | 0.319 | 66.3254 | 0.045
312 | 143.1045 | 0.318 | 66.5529 | 0.045
313 | 142.946 | 0.316 | 66.7805 | 0.045
314 | 142.7881 | 0.315 | 67.0081 | 0.045
315 | 142.6308 | 0.314 | 67.2359 | 0.045
316 | 142.4741 | 0.313 | 67.4637 | 0.045
317 | 142.3179 | 0.312 | 67.6917 | 0.045
318 | 142.1623 | 0.311 | 67.9197 | 0.045
319 | 142.0072 | 0.31 | 68.1478 | 0.045
320 | 141.8527 | 0.308 | 68.3761 | 0.045
321 | 141.6988 | 0.307 | 68.6044 | 0.045
322 | 141.5454 | 0.306 | 68.8328 | 0.045
323 | 141.3926 | 0.305 | 69.0614 | 0.045
324 | 141.2403 | 0.304 | 69.29 | 0.045
325 | 141.0886 | 0.303 | 69.5187 | 0.045
326 | 140.9374 | 0.302 | 69.7475 | 0.045
327 | 140.7867 | 0.301 | 69.9765 | 0.045
328 | 140.6366 | 0.3 | 70.2055 | 0.045
329 | 140.4869 | 0.299 | 70.4346 | 0.045
330 | 140.3378 | 0.298 | 70.6638 | 0.045
331 | 140.1893 | 0.297 | 70.8931 | 0.045
332 | 140.0412 | 0.296 | 71.1225 | 0.045
333 | 139.8936 | 0.295 | 71.352 | 0.045
334 | 139.7466 | 0.294 | 71.5817 | 0.045
335 | 139.6001 | 0.293 | 71.8114 | 0.045
336 | 139.454 | 0.292 | 72.0412 | 0.045
337 | 139.3085 | 0.291 | 72.2711 | 0.045
338 | 139.1634 | 0.29 | 72.5011 | 0.045
339 | 139.0189 | 0.289 | 72.7312 | 0.045
340 | 138.8748 | 0.288 | 72.9614 | 0.045
341 | 138.7312 | 0.287 | 73.1917 | 0.045
342 | 138.5882 | 0.286 | 73.4221 | 0.045
343 | 138.4455 | 0.285 | 73.6526 | 0.045
344 | 138.3034 | 0.284 | 73.8832 | 0.045
345 | 138.1617 | 0.283 | 74.1139 | 0.045
346 | 138.0205 | 0.282 | 74.3446 | 0.045
347 | 137.8798 | 0.281 | 74.5755 | 0.045
348 | 137.7395 | 0.28 | 74.8065 | 0.045
349 | 137.5997 | 0.279 | 75.0376 | 0.045
350 | 137.4604 | 0.278 | 75.2688 | 0.045
351 | 137.3215 | 0.277 | 75.5001 | 0.045
352 | 137.183 | 0.276 | 75.7315 | 0.045
353 | 137.0451 | 0.276 | 75.963 | 0.045
354 | 136.9075 | 0.275 | 76.1946 | 0.045
355 | 136.7704 | 0.274 | 76.4263 | 0.045
356 | 136.6337 | 0.273 | 76.6581 | 0.045
357 | 136.4975 | 0.272 | 76.8899 | 0.045
358 | 136.3617 | 0.271 | 77.1219 | 0.045
359 | 136.2264 | 0.27 | 77.354 | 0.045
360 | 136.0915 | 0.269 | 77.5862 | 0.045
361 | 135.957 | 0.269 | 77.8185 | 0.045
362 | 135.8229 | 0.268 | 78.0509 | 0.045
363 | 135.6892 | 0.267 | 78.2834 | 0.045
364 | 135.556 | 0.266 | 78.516 | 0.045
365 | 135.4232 | 0.265 | 78.7487 | 0.045
366 | 135.2908 | 0.264 | 78.9814 | 0.045
367 | 135.1588 | 0.264 | 79.2143 | 0.045
368 | 135.0272 | 0.263 | 79.4473 | 0.045
369 | 134.8961 | 0.262 | 79.6804 | 0.045
370 | 134.7653 | 0.261 | 79.9136 | 0.045
371 | 134.6349 | 0.26 | 80.1469 | 0.045
372 | 134.505 | 0.26 | 80.3803 | 0.045
373 | 134.3754 | 0.259 | 80.6138 | 0.045
374 | 134.2462 | 0.258 | 80.8474 | 0.045
375 | 134.1175 | 0.257 | 81.0811 | 0.045
376 | 133.9891 | 0.256 | 81.3149 | 0.045
377 | 133.8611 | 0.256 | 81.5488 | 0.045
378 | 133.7334 | 0.255 | 81.7828 | 0.045
379 | 133.6062 | 0.254 | 82.0169 | 0.045
380 | 133.4794 | 0.253 | 82.2511 | 0.045
381 | 133.3529 | 0.253 | 82.4854 | 0.045
382 | 133.2268 | 0.252 | 82.7198 | 0.045
383 | 133.1011 | 0.251 | 82.9543 | 0.045
384 | 132.9757 | 0.25 | 83.1889 | 0.045
385 | 132.8508 | 0.25 | 83.4236 | 0.045
386 | 132.7261 | 0.249 | 83.6584 | 0.045
387 | 132.6019 | 0.248 | 83.8933 | 0.045
388 | 132.478 | 0.247 | 84.1284 | 0.045
389 | 132.3545 | 0.247 | 84.3635 | 0.045
390 | 132.2313 | 0.246 | 84.5987 | 0.045
391 | 132.1085 | 0.245 | 84.834 | 0.045
392 | 131.9861 | 0.245 | 85.0694 | 0.045
393 | 131.864 | 0.244 | 85.305 | 0.045
394 | 131.7423 | 0.243 | 85.5406 | 0.045
395 | 131.6209 | 0.242 | 85.7763 | 0.045
396 | 131.4998 | 0.242 | 86.0122 | 0.045
397 | 131.3791 | 0.241 | 86.2481 | 0.045
398 | 131.2588 | 0.24 | 86.4841 | 0.045
399 | 131.1388 | 0.24 | 86.7203 | 0.045
400 | 131.0191 | 0.239 | 86.9565 | 0.045
401 | 130.8998 | 0.238 | 87.1929 | 0.045
402 | 130.7808 | 0.238 | 87.4293 | 0.045
403 | 130.6621 | 0.237 | 87.6659 | 0.045
404 | 130.5438 | 0.236 | 87.9025 | 0.045
405 | 130.4258 | 0.236 | 88.1393 | 0.045
406 | 130.3081 | 0.235 | 88.3761 | 0.045
407 | 130.1908 | 0.234 | 88.6131 | 0.045
408 | 130.0738 | 0.234 | 88.8502 | 0.045
409 | 129.9571 | 0.233 | 89.0873 | 0.045
410 | 129.8407 | 0.232 | 89.3246 | 0.045
411 | 129.7246 | 0.232 | 89.562 | 0.045
412 | 129.6089 | 0.231 | 89.7995 | 0.045
413 | 129.4935 | 0.231 | 90.0371 | 0.045
414 | 129.3784 | 0.23 | 90.2747 | 0.045
415 | 129.2636 | 0.229 | 90.5125 | 0.045
416 | 129.1491 | 0.229 | 90.7504 | 0.045
417 | 129.035 | 0.228 | 90.9884 | 0.045
418 | 128.9211 | 0.227 | 91.2265 | 0.045
419 | 128.8075 | 0.227 | 91.4647 | 0.045
420 | 128.6943 | 0.226 | 91.7031 | 0.045
421 | 128.5814 | 0.226 | 91.9415 | 0.045
422 | 128.4687 | 0.225 | 92.18 | 0.045
423 | 128.3564 | 0.224 | 92.4186 | 0.045
424 | 128.2443 | 0.224 | 92.6573 | 0.045
425 | 128.1326 | 0.223 | 92.8962 | 0.045
426 | 128.0211 | 0.223 | 93.1351 | 0.045
427 | 127.91 | 0.222 | 93.3742 | 0.045
428 | 127.7991 | 0.221 | 93.6133 | 0.045
429 | 127.6885 | 0.221 | 93.8525 | 0.045
430 | 127.5783 | 0.22 | 94.0919 | 0.045
431 | 127.4683 | 0.22 | 94.3314 | 0.045
432 | 127.3585 | 0.219 | 94.5709 | 0.045
433 | 127.2491 | 0.219 | 94.8106 | 0.045
434 | 127.14 | 0.218 | 95.0504 | 0.045
435 | 127.0311 | 0.217 | 95.2903 | 0.045
436 | 126.9225 | 0.217 | 95.5302 | 0.045
437 | 126.8142 | 0.216 | 95.7703 | 0.045
438 | 126.7062 | 0.216 | 96.0105 | 0.045
439 | 126.5985 | 0.215 | 96.2508 | 0.045
440 | 126.491 | 0.215 | 96.4912 | 0.045
441 | 126.3838 | 0.214 | 96.7317 | 0.045
442 | 126.2769 | 0.214 | 96.9724 | 0.045
443 | 126.1702 | 0.213 | 97.2131 | 0.045
444 | 126.0638 | 0.213 | 97.4539 | 0.045
445 | 125.9577 | 0.212 | 97.6948 | 0.045
446 | 125.8519 | 0.211 | 97.9359 | 0.045
447 | 125.7463 | 0.211 | 98.177 | 0.045
448 | 125.641 | 0.21 | 98.4183 | 0.045
449 | 125.5359 | 0.21 | 98.6596 | 0.045
450 | 125.4311 | 0.209 | 98.9011 | 0.045
451 | 125.3266 | 0.209 | 99.1427 | 0.045
452 | 125.2223 | 0.208 | 99.3843 | 0.045
453 | 125.1183 | 0.208 | 99.6261 | 0.045
454 | 125.0145 | 0.207 | 99.868 | 0.045
455 | 124.911 | 0.207 | 100.11 | 0.045
456 | 124.8078 | 0.206 | 100.3521 | 0.045
457 | 124.7048 | 0.206 | 100.5943 | 0.045
458 | 124.602 | 0.205 | 100.8366 | 0.045
459 | 124.4995 | 0.205 | 101.0791 | 0.045
460 | 124.3973 | 0.204 | 101.3216 | 0.045
461 | 124.2953 | 0.204 | 101.5642 | 0.045
462 | 124.1935 | 0.203 | 101.807 | 0.045
463 | 124.092 | 0.203 | 102.0498 | 0.045
464 | 123.9907 | 0.202 | 102.2928 | 0.045
465 | 123.8897 | 0.202 | 102.5358 | 0.045
466 | 123.7889 | 0.201 | 102.779 | 0.045
467 | 123.6884 | 0.201 | 103.0223 | 0.045
468 | 123.5881 | 0.2 | 103.2657 | 0.045
469 | 123.488 | 0.2 | 103.5092 | 0.045
470 | 123.3882 | 0.199 | 103.7528 | 0.045
471 | 123.2886 | 0.199 | 103.9965 | 0.045
472 | 123.1893 | 0.198 | 104.2403 | 0.045
473 | 123.0902 | 0.198 | 104.4842 | 0.045
474 | 122.9913 | 0.198 | 104.7282 | 0.045
475 | 122.8926 | 0.197 | 104.9724 | 0.045
476 | 122.7942 | 0.197 | 105.2166 | 0.045
477 | 122.696 | 0.196 | 105.461 | 0.045
478 | 122.598 | 0.196 | 105.7054 | 0.045
479 | 122.5003 | 0.195 | 105.95 | 0.045
480 | 122.4028 | 0.195 | 106.1947 | 0.045
481 | 122.3055 | 0.194 | 106.4395 | 0.045
482 | 122.2084 | 0.194 | 106.6844 | 0.045
483 | 122.1116 | 0.193 | 106.9294 | 0.045
484 | 122.015 | 0.193 | 107.1745 | 0.045
485 | 121.9186 | 0.193 | 107.4197 | 0.045
486 | 121.8224 | 0.192 | 107.665 | 0.045
487 | 121.7265 | 0.192 | 107.9105 | 0.045
488 | 121.6307 | 0.191 | 108.156 | 0.045
489 | 121.5352 | 0.191 | 108.4017 | 0.045
490 | 121.4399 | 0.19 | 108.6475 | 0.045
491 | 121.3448 | 0.19 | 108.8933 | 0.045
492 | 121.25 | 0.19 | 109.1393 | 0.045
493 | 121.1553 | 0.189 | 109.3854 | 0.045
494 | 121.0609 | 0.189 | 109.6316 | 0.045
495 | 120.9666 | 0.188 | 109.8779 | 0.045
496 | 120.8726 | 0.188 | 110.1243 | 0.045
497 | 120.7788 | 0.187 | 110.3709 | 0.045
498 | 120.6852 | 0.187 | 110.6175 | 0.045
499 | 120.5918 | 0.187 | 110.8643 | 0.045
500 | 120.4986 | 0.186 | 111.1111 | 0.045
501 | 120.4056 | 0.186 | 111.3581 | 0.045
502 | 120.3128 | 0.185 | 111.6052 | 0.045
503 | 120.2203 | 0.185 | 111.8523 | 0.045
504 | 120.1279 | 0.185 | 112.0996 | 0.045
505 | 120.0357 | 0.184 | 112.3471 | 0.045
506 | 119.9437 | 0.184 | 112.5946 | 0.045
507 | 119.852 | 0.183 | 112.8422 | 0.045
508 | 119.7604 | 0.183 | 113.0899 | 0.045
509 | 119.669 | 0.183 | 113.3378 | 0.045
510 | 119.5779 | 0.182 | 113.5857 | 0.045
511 | 119.4869 | 0.182 | 113.8338 | 0.045
512 | 119.3961 | 0.181 | 114.082 | 0.045
513 | 119.3055 | 0.181 | 114.3303 | 0.045
514 | 119.2152 | 0.181 | 114.5787 | 0.045
515 | 119.125 | 0.18 | 114.8272 | 0.045
516 | 119.035 | 0.18 | 115.0758 | 0.045
517 | 118.9451 | 0.179 | 115.3246 | 0.045
518 | 118.8555 | 0.179 | 115.5734 | 0.045
519 | 118.7661 | 0.179 | 115.8224 | 0.045
520 | 118.6769 | 0.178 | 116.0714 | 0.045
521 | 118.5878 | 0.178 | 116.3206 | 0.045
522 | 118.499 | 0.178 | 116.5699 | 0.045
523 | 118.4103 | 0.177 | 116.8193 | 0.045
524 | 118.3218 | 0.177 | 117.0688 | 0.045
525 | 118.2335 | 0.176 | 117.3184 | 0.045
526 | 118.1454 | 0.176 | 117.5682 | 0.045
527 | 118.0574 | 0.176 | 117.818 | 0.045
528 | 117.9697 | 0.175 | 118.068 | 0.045
529 | 117.8821 | 0.175 | 118.318 | 0.045
530 | 117.7947 | 0.175 | 118.5682 | 0.045
531 | 117.7075 | 0.174 | 118.8185 | 0.045
532 | 117.6205 | 0.174 | 119.0689 | 0.045
533 | 117.5337 | 0.174 | 119.3195 | 0.045
534 | 117.447 | 0.173 | 119.5701 | 0.045
535 | 117.3605 | 0.173 | 119.8208 | 0.045
536 | 117.2742 | 0.172 | 120.0717 | 0.045
537 | 117.1881 | 0.172 | 120.3227 | 0.045
538 | 117.1021 | 0.172 | 120.5737 | 0.045
539 | 117.0163 | 0.171 | 120.8249 | 0.045
540 | 116.9307 | 0.171 | 121.0762 | 0.045
541 | 116.8453 | 0.171 | 121.3277 | 0.045
542 | 116.76 | 0.17 | 121.5792 | 0.045
543 | 116.6749 | 0.17 | 121.8308 | 0.045
544 | 116.59 | 0.17 | 122.0826 | 0.045
545 | 116.5052 | 0.169 | 122.3345 | 0.045
546 | 116.4207 | 0.169 | 122.5864 | 0.045
547 | 116.3363 | 0.169 | 122.8385 | 0.045
548 | 116.252 | 0.168 | 123.0907 | 0.045
549 | 116.1679 | 0.168 | 123.3431 | 0.045
550 | 116.084 | 0.168 | 123.5955 | 0.045
551 | 116.0003 | 0.167 | 123.8481 | 0.045
552 | 115.9167 | 0.167 | 124.1007 | 0.045
553 | 115.8333 | 0.167 | 124.3535 | 0.045
554 | 115.7501 | 0.166 | 124.6064 | 0.045
555 | 115.667 | 0.166 | 124.8594 | 0.045
556 | 115.5841 | 0.166 | 125.1125 | 0.045
557 | 115.5013 | 0.165 | 125.3657 | 0.045
558 | 115.4187 | 0.165 | 125.6191 | 0.045
559 | 115.3363 | 0.165 | 125.8726 | 0.045
560 | 115.254 | 0.164 | 126.1261 | 0.045
561 | 115.1719 | 0.164 | 126.3798 | 0.045
562 | 115.09 | 0.164 | 126.6336 | 0.045
563 | 115.0082 | 0.163 | 126.8875 | 0.045
564 | 114.9266 | 0.163 | 127.1416 | 0.045
565 | 114.8451 | 0.163 | 127.3957 | 0.045
566 | 114.7638 | 0.162 | 127.65 | 0.045
567 | 114.6826 | 0.162 | 127.9044 | 0.045
568 | 114.6016 | 0.162 | 128.1588 | 0.045
569 | 114.5207 | 0.162 | 128.4135 | 0.045
570 | 114.4401 | 0.161 | 128.6682 | 0.045
571 | 114.3595 | 0.161 | 128.923 | 0.045
572 | 114.2791 | 0.161 | 129.178 | 0.045
573 | 114.1989 | 0.16 | 129.433 | 0.045
574 | 114.1188 | 0.16 | 129.6882 | 0.045
575 | 114.0389 | 0.16 | 129.9435 | 0.045
576 | 113.9591 | 0.159 | 130.1989 | 0.045
577 | 113.8795 | 0.159 | 130.4544 | 0.045
578 | 113.8 | 0.159 | 130.7101 | 0.045
579 | 113.7207 | 0.159 | 130.9658 | 0.045
580 | 113.6415 | 0.158 | 131.2217 | 0.045
581 | 113.5624 | 0.158 | 131.4777 | 0.045
582 | 113.4835 | 0.158 | 131.7338 | 0.045
583 | 113.4048 | 0.157 | 131.99 | 0.045
584 | 113.3262 | 0.157 | 132.2464 | 0.045
585 | 113.2478 | 0.157 | 132.5028 | 0.045
586 | 113.1695 | 0.156 | 132.7594 | 0.045
587 | 113.0913 | 0.156 | 133.0161 | 0.045
588 | 113.0133 | 0.156 | 133.2729 | 0.045
589 | 112.9354 | 0.156 | 133.5298 | 0.045
590 | 112.8577 | 0.155 | 133.7868 | 0.045
591 | 112.7801 | 0.155 | 134.044 | 0.045
592 | 112.7027 | 0.155 | 134.3013 | 0.045
593 | 112.6254 | 0.154 | 134.5587 | 0.045
594 | 112.5482 | 0.154 | 134.8162 | 0.045
595 | 112.4712 | 0.154 | 135.0738 | 0.045
596 | 112.3943 | 0.154 | 135.3315 | 0.045
597 | 112.3176 | 0.153 | 135.5894 | 0.045
598 | 112.241 | 0.153 | 135.8473 | 0.045
599 | 112.1645 | 0.153 | 136.1054 | 0.045
600 | 112.0882 | 0.153 | 136.3636 | 0.045
601 | 112.012 | 0.152 | 136.622 | 0.045
602 | 111.9359 | 0.152 | 136.8804 | 0.045
603 | 111.86 | 0.152 | 137.139 | 0.045
604 | 111.7843 | 0.151 | 137.3976 | 0.045
605 | 111.7086 | 0.151 | 137.6564 | 0.045
606 | 111.6331 | 0.151 | 137.9153 | 0.045
607 | 111.5577 | 0.151 | 138.1744 | 0.045
608 | 111.4825 | 0.15 | 138.4335 | 0.045
609 | 111.4074 | 0.15 | 138.6928 | 0.045
610 | 111.3324 | 0.15 | 138.9522 | 0.045
611 | 111.2576 | 0.15 | 139.2117 | 0.045
612 | 111.1829 | 0.149 | 139.4713 | 0.045
613 | 111.1083 | 0.149 | 139.731 | 0.045
614 | 111.0338 | 0.149 | 139.9909 | 0.045
615 | 110.9595 | 0.149 | 140.2509 | 0.045
616 | 110.8853 | 0.148 | 140.5109 | 0.045
617 | 110.8113 | 0.148 | 140.7712 | 0.045
618 | 110.7374 | 0.148 | 141.0315 | 0.045
619 | 110.6636 | 0.147 | 141.2919 | 0.045
620 | 110.5899 | 0.147 | 141.5525 | 0.045
621 | 110.5163 | 0.147 | 141.8132 | 0.045
622 | 110.4429 | 0.147 | 142.074 | 0.045
623 | 110.3696 | 0.146 | 142.3349 | 0.045
624 | 110.2965 | 0.146 | 142.596 | 0.045
625 | 110.2234 | 0.146 | 142.8571 | 0.045
626 | 110.1505 | 0.146 | 143.1184 | 0.045
627 | 110.0777 | 0.145 | 143.3798 | 0.045
628 | 110.0051 | 0.145 | 143.6414 | 0.045
629 | 109.9325 | 0.145 | 143.903 | 0.045
630 | 109.8601 | 0.145 | 144.1648 | 0.045
631 | 109.7878 | 0.144 | 144.4266 | 0.045
632 | 109.7157 | 0.144 | 144.6886 | 0.045
633 | 109.6436 | 0.144 | 144.9508 | 0.045
634 | 109.5717 | 0.144 | 145.213 | 0.045
635 | 109.4999 | 0.143 | 145.4754 | 0.045
636 | 109.4282 | 0.143 | 145.7379 | 0.045
637 | 109.3567 | 0.143 | 146.0005 | 0.045
638 | 109.2852 | 0.143 | 146.2632 | 0.045
639 | 109.2139 | 0.143 | 146.526 | 0.045
640 | 109.1427 | 0.142 | 146.789 | 0.045
641 | 109.0716 | 0.142 | 147.0521 | 0.045
642 | 109.0007 | 0.142 | 147.3153 | 0.045
643 | 108.9298 | 0.142 | 147.5786 | 0.045
644 | 108.8591 | 0.141 | 147.8421 | 0.045
645 | 108.7885 | 0.141 | 148.1056 | 0.045
646 | 108.718 | 0.141 | 148.3693 | 0.045
647 | 108.6476 | 0.141 | 148.6331 | 0.045
648 | 108.5773 | 0.14 | 148.8971 | 0.045
649 | 108.5072 | 0.14 | 149.1611 | 0.045
650 | 108.4372 | 0.14 | 149.4253 | 0.045
651 | 108.3673 | 0.14 | 149.6896 | 0.045
652 | 108.2975 | 0.139 | 149.954 | 0.045
653 | 108.2278 | 0.139 | 150.2185 | 0.045
654 | 108.1582 | 0.139 | 150.4832 | 0.045
655 | 108.0887 | 0.139 | 150.748 | 0.045
656 | 108.0194 | 0.139 | 151.0129 | 0.045
657 | 107.9502 | 0.138 | 151.2779 | 0.045
658 | 107.881 | 0.138 | 151.5431 | 0.045
659 | 107.812 | 0.138 | 151.8083 | 0.045
660 | 107.7431 | 0.138 | 152.0737 | 0.045
661 | 107.6744 | 0.137 | 152.3392 | 0.045
662 | 107.6057 | 0.137 | 152.6049 | 0.045
663 | 107.5371 | 0.137 | 152.8706 | 0.045
664 | 107.4687 | 0.137 | 153.1365 | 0.045
665 | 107.4003 | 0.137 | 153.4025 | 0.045
666 | 107.3321 | 0.136 | 153.6687 | 0.045
667 | 107.264 | 0.136 | 153.9349 | 0.045
668 | 107.1959 | 0.136 | 154.2013 | 0.045
669 | 107.128 | 0.136 | 154.4678 | 0.045
670 | 107.0602 | 0.135 | 154.7344 | 0.045
671 | 106.9925 | 0.135 | 155.0012 | 0.045
672 | 106.9249 | 0.135 | 155.268 | 0.045
673 | 106.8575 | 0.135 | 155.535 | 0.045
674 | 106.7901 | 0.135 | 155.8021 | 0.045
675 | 106.7228 | 0.134 | 156.0694 | 0.045
676 | 106.6557 | 0.134 | 156.3367 | 0.045
677 | 106.5886 | 0.134 | 156.6042 | 0.045
678 | 106.5216 | 0.134 | 156.8718 | 0.045
679 | 106.4548 | 0.134 | 157.1396 | 0.045
680 | 106.3881 | 0.133 | 157.4074 | 0.045
681 | 106.3214 | 0.133 | 157.6754 | 0.045
682 | 106.2549 | 0.133 | 157.9435 | 0.045
683 | 106.1884 | 0.133 | 158.2117 | 0.045
684 | 106.1221 | 0.133 | 158.4801 | 0.045
685 | 106.0559 | 0.132 | 158.7486 | 0.045
686 | 105.9898 | 0.132 | 159.0172 | 0.045
687 | 105.9237 | 0.132 | 159.2859 | 0.045
688 | 105.8578 | 0.132 | 159.5547 | 0.045
689 | 105.792 | 0.132 | 159.8237 | 0.045
690 | 105.7263 | 0.131 | 160.0928 | 0.045
691 | 105.6607 | 0.131 | 160.362 | 0.045
692 | 105.5952 | 0.131 | 160.6314 | 0.045
693 | 105.5297 | 0.131 | 160.9009 | 0.045
694 | 105.4644 | 0.131 | 161.1705 | 0.045
695 | 105.3992 | 0.13 | 161.4402 | 0.045
696 | 105.3341 | 0.13 | 161.71 | 0.045
697 | 105.2691 | 0.13 | 161.98 | 0.045
698 | 105.2041 | 0.13 | 162.2501 | 0.045
699 | 105.1393 | 0.13 | 162.5203 | 0.045
700 | 105.0746 | 0.129 | 162.7907 | 0.045
701 | 105.01 | 0.129 | 163.0612 | 0.045
702 | 104.9454 | 0.129 | 163.3318 | 0.045
703 | 104.881 | 0.129 | 163.6025 | 0.045
704 | 104.8167 | 0.129 | 163.8734 | 0.045
705 | 104.7524 | 0.128 | 164.1444 | 0.045
706 | 104.6883 | 0.128 | 164.4155 | 0.045
707 | 104.6242 | 0.128 | 164.6867 | 0.045
708 | 104.5603 | 0.128 | 164.9581 | 0.045
709 | 104.4964 | 0.128 | 165.2296 | 0.045
710 | 104.4326 | 0.127 | 165.5012 | 0.045
711 | 104.369 | 0.127 | 165.7729 | 0.045
712 | 104.3054 | 0.127 | 166.0448 | 0.045
713 | 104.2419 | 0.127 | 166.3168 | 0.045
714 | 104.1785 | 0.127 | 166.5889 | 0.045
715 | 104.1152 | 0.126 | 166.8611 | 0.045
716 | 104.052 | 0.126 | 167.1335 | 0.045
717 | 103.9889 | 0.126 | 167.406 | 0.045
718 | 103.9259 | 0.126 | 167.6787 | 0.045
719 | 103.863 | 0.126 | 167.9514 | 0.045
720 | 103.8001 | 0.126 | 168.2243 | 0.045
721 | 103.7374 | 0.125 | 168.4973 | 0.045
722 | 103.6747 | 0.125 | 168.7705 | 0.045
723 | 103.6122 | 0.125 | 169.0437 | 0.045
724 | 103.5497 | 0.125 | 169.3171 | 0.045
725 | 103.4873 | 0.125 | 169.5906 | 0.045
726 | 103.425 | 0.124 | 169.8643 | 0.045
727 | 103.3628 | 0.124 | 170.1381 | 0.045
728 | 103.3007 | 0.124 | 170.412 | 0.045
729 | 103.2387 | 0.124 | 170.686 | 0.045
730 | 103.1768 | 0.124 | 170.9602 | 0.045
731 | 103.1149 | 0.124 | 171.2345 | 0.045
732 | 103.0532 | 0.123 | 171.5089 | 0.045
733 | 102.9915 | 0.123 | 171.7835 | 0.045
734 | 102.93 | 0.123 | 172.0581 | 0.045
735 | 102.8685 | 0.123 | 172.3329 | 0.045
736 | 102.8071 | 0.123 | 172.6079 | 0.045
737 | 102.7457 | 0.123 | 172.8829 | 0.045
738 | 102.6845 | 0.122 | 173.1581 | 0.045
739 | 102.6234 | 0.122 | 173.4335 | 0.045
740 | 102.5623 | 0.122 | 173.7089 | 0.045
741 | 102.5014 | 0.122 | 173.9845 | 0.045
742 | 102.4405 | 0.122 | 174.2602 | 0.045
743 | 102.3797 | 0.122 | 174.5361 | 0.045
744 | 102.319 | 0.121 | 174.812 | 0.045
745 | 102.2583 | 0.121 | 175.0881 | 0.045
746 | 102.1978 | 0.121 | 175.3644 | 0.045
747 | 102.1373 | 0.121 | 175.6407 | 0.045
748 | 102.077 | 0.121 | 175.9172 | 0.045
749 | 102.0167 | 0.12 | 176.1938 | 0.045
750 | 101.9565 | 0.12 | 176.4706 | 0.045
751 | 101.8963 | 0.12 | 176.7475 | 0.045
752 | 101.8363 | 0.12 | 177.0245 | 0.045
753 | 101.7764 | 0.12 | 177.3016 | 0.045
754 | 101.7165 | 0.12 | 177.5789 | 0.045
755 | 101.6567 | 0.119 | 177.8563 | 0.045
756 | 101.597 | 0.119 | 178.1338 | 0.045
757 | 101.5374 | 0.119 | 178.4115 | 0.045
758 | 101.4778 | 0.119 | 178.6893 | 0.045
759 | 101.4184 | 0.119 | 178.9672 | 0.045
760 | 101.359 | 0.119 | 179.2453 | 0.045
761 | 101.2997 | 0.119 | 179.5235 | 0.045
762 | 101.2405 | 0.118 | 179.8018 | 0.045
763 | 101.1813 | 0.118 | 180.0802 | 0.045
764 | 101.1223 | 0.118 | 180.3588 | 0.045
765 | 101.0633 | 0.118 | 180.6375 | 0.045
766 | 101.0044 | 0.118 | 180.9164 | 0.045
767 | 100.9456 | 0.118 | 181.1954 | 0.045
768 | 100.8868 | 0.117 | 181.4745 | 0.045
769 | 100.8282 | 0.117 | 181.7537 | 0.045
770 | 100.7696 | 0.117 | 182.0331 | 0.045
771 | 100.7111 | 0.117 | 182.3126 | 0.045
772 | 100.6527 | 0.117 | 182.5922 | 0.045
773 | 100.5943 | 0.117 | 182.872 | 0.045
774 | 100.5361 | 0.116 | 183.1519 | 0.045
775 | 100.4779 | 0.116 | 183.432 | 0.045
776 | 100.4198 | 0.116 | 183.7121 | 0.045
777 | 100.3617 | 0.116 | 183.9924 | 0.045
778 | 100.3038 | 0.116 | 184.2729 | 0.045
779 | 100.2459 | 0.116 | 184.5534 | 0.045
780 | 100.1881 | 0.116 | 184.8341 | 0.045
781 | 100.1304 | 0.115 | 185.115 | 0.045
782 | 100.0727 | 0.115 | 185.3959 | 0.045
783 | 100.0152 | 0.115 | 185.677 | 0.045
784 | 99.9577 | 0.115 | 185.9583 | 0.045
785 | 99.9002 | 0.115 | 186.2396 | 0.045
786 | 99.8429 | 0.115 | 186.5211 | 0.045
787 | 99.7856 | 0.114 | 186.8028 | 0.045
788 | 99.7284 | 0.114 | 187.0845 | 0.045
789 | 99.6713 | 0.114 | 187.3664 | 0.045
790 | 99.6143 | 0.114 | 187.6485 | 0.045
791 | 99.5573 | 0.114 | 187.9306 | 0.045
792 | 99.5004 | 0.114 | 188.2129 | 0.045
793 | 99.4436 | 0.114 | 188.4954 | 0.045
794 | 99.3868 | 0.113 | 188.7779 | 0.045
795 | 99.3302 | 0.113 | 189.0606 | 0.045
796 | 99.2736 | 0.113 | 189.3435 | 0.045
797 | 99.217 | 0.113 | 189.6265 | 0.045
798 | 99.1606 | 0.113 | 189.9096 | 0.045
799 | 99.1042 | 0.113 | 190.1928 | 0.045
800 | 99.0479 | 0.113 | 190.4762 | 0.045
801 | 98.9916 | 0.112 | 190.7597 | 0.045
802 | 98.9355 | 0.112 | 191.0434 | 0.045
803 | 98.8794 | 0.112 | 191.3271 | 0.045
804 | 98.8234 | 0.112 | 191.6111 | 0.045
805 | 98.7674 | 0.112 | 191.8951 | 0.045
806 | 98.7115 | 0.112 | 192.1793 | 0.045
807 | 98.6557 | 0.112 | 192.4636 | 0.045
808 | 98.6 | 0.111 | 192.7481 | 0.045
809 | 98.5443 | 0.111 | 193.0327 | 0.045
810 | 98.4887 | 0.111 | 193.3174 | 0.045
811 | 98.4332 | 0.111 | 193.6023 | 0.045
812 | 98.3777 | 0.111 | 193.8873 | 0.045
813 | 98.3224 | 0.111 | 194.1724 | 0.045
814 | 98.267 | 0.111 | 194.4577 | 0.045
815 | 98.2118 | 0.11 | 194.7431 | 0.045
816 | 98.1566 | 0.11 | 195.0287 | 0.045
817 | 98.1015 | 0.11 | 195.3144 | 0.045
818 | 98.0465 | 0.11 | 195.6002 | 0.045
819 | 97.9915 | 0.11 | 195.8862 | 0.045
820 | 97.9366 | 0.11 | 196.1722 | 0.045
821 | 97.8818 | 0.11 | 196.4585 | 0.045
822 | 97.827 | 0.109 | 196.7449 | 0.045
823 | 97.7723 | 0.109 | 197.0314 | 0.045
824 | 97.7177 | 0.109 | 197.318 | 0.045
825 | 97.6631 | 0.109 | 197.6048 | 0.045
826 | 97.6086 | 0.109 | 197.8917 | 0.045
827 | 97.5542 | 0.109 | 198.1788 | 0.045
828 | 97.4999 | 0.109 | 198.466 | 0.045
829 | 97.4456 | 0.109 | 198.7533 | 0.045
830 | 97.3913 | 0.108 | 199.0408 | 0.045
831 | 97.3372 | 0.108 | 199.3284 | 0.045
832 | 97.2831 | 0.108 | 199.6161 | 0.045
833 | 97.2291 | 0.108 | 199.904 | 0.045
834 | 97.1751 | 0.108 | 200.192 | 0.045
835 | 97.1212 | 0.108 | 200.4802 | 0.045
836 | 97.0674 | 0.108 | 200.7685 | 0.045
837 | 97.0136 | 0.107 | 201.0569 | 0.045
838 | 96.9599 | 0.107 | 201.3455 | 0.045
839 | 96.9063 | 0.107 | 201.6342 | 0.045
840 | 96.8527 | 0.107 | 201.9231 | 0.045
841 | 96.7992 | 0.107 | 202.2121 | 0.045
842 | 96.7458 | 0.107 | 202.5012 | 0.045
843 | 96.6924 | 0.107 | 202.7905 | 0.045
844 | 96.6391 | 0.107 | 203.0799 | 0.045
845 | 96.5859 | 0.106 | 203.3694 | 0.045
846 | 96.5327 | 0.106 | 203.6591 | 0.045
847 | 96.4796 | 0.106 | 203.949 | 0.045
848 | 96.4265 | 0.106 | 204.2389 | 0.045
849 | 96.3736 | 0.106 | 204.529 | 0.045
850 | 96.3206 | 0.106 | 204.8193 | 0.045
851 | 96.2678 | 0.106 | 205.1097 | 0.045
852 | 96.215 | 0.106 | 205.4002 | 0.045
853 | 96.1622 | 0.105 | 205.6909 | 0.045
854 | 96.1096 | 0.105 | 205.9817 | 0.045
855 | 96.057 | 0.105 | 206.2726 | 0.045
856 | 96.0044 | 0.105 | 206.5637 | 0.045
857 | 95.9519 | 0.105 | 206.8549 | 0.045
858 | 95.8995 | 0.105 | 207.1463 | 0.045
859 | 95.8471 | 0.105 | 207.4378 | 0.045
860 | 95.7948 | 0.105 | 207.7295 | 0.045
861 | 95.7426 | 0.104 | 208.0213 | 0.045
862 | 95.6904 | 0.104 | 208.3132 | 0.045
863 | 95.6383 | 0.104 | 208.6053 | 0.045
864 | 95.5863 | 0.104 | 208.8975 | 0.045
865 | 95.5343 | 0.104 | 209.1898 | 0.045
866 | 95.4823 | 0.104 | 209.4823 | 0.045
867 | 95.4305 | 0.104 | 209.775 | 0.045
868 | 95.3786 | 0.104 | 210.0678 | 0.045
869 | 95.3269 | 0.103 | 210.3607 | 0.045
870 | 95.2752 | 0.103 | 210.6538 | 0.045
871 | 95.2236 | 0.103 | 210.947 | 0.045
872 | 95.172 | 0.103 | 211.2403 | 0.045
873 | 95.1205 | 0.103 | 211.5338 | 0.045
874 | 95.069 | 0.103 | 211.8274 | 0.045
875 | 95.0176 | 0.103 | 212.1212 | 0.045
876 | 94.9663 | 0.103 | 212.4151 | 0.045
877 | 94.915 | 0.102 | 212.7092 | 0.045
878 | 94.8638 | 0.102 | 213.0034 | 0.045
879 | 94.8127 | 0.102 | 213.2977 | 0.045
880 | 94.7616 | 0.102 | 213.5922 | 0.045
881 | 94.7105 | 0.102 | 213.8869 | 0.045
882 | 94.6595 | 0.102 | 214.1816 | 0.045
883 | 94.6086 | 0.102 | 214.4766 | 0.045
884 | 94.5577 | 0.102 | 214.7716 | 0.045
885 | 94.5069 | 0.102 | 215.0668 | 0.045
886 | 94.4562 | 0.101 | 215.3622 | 0.045
887 | 94.4055 | 0.101 | 215.6577 | 0.045
888 | 94.3549 | 0.101 | 215.9533 | 0.045
889 | 94.3043 | 0.101 | 216.2491 | 0.045
890 | 94.2538 | 0.101 | 216.545 | 0.045
891 | 94.2033 | 0.101 | 216.8411 | 0.045
892 | 94.1529 | 0.101 | 217.1373 | 0.045
893 | 94.1025 | 0.101 | 217.4336 | 0.045
894 | 94.0522 | 0.101 | 217.7302 | 0.045
895 | 94.002 | 0.1 | 218.0268 | 0.045
896 | 93.9518 | 0.1 | 218.3236 | 0.045
897 | 93.9017 | 0.1 | 218.6205 | 0.045
898 | 93.8516 | 0.1 | 218.9176 | 0.045
899 | 93.8016 | 0.1 | 219.2148 | 0.045
900 | 93.7517 | 0.1 | 219.5122 | 0.045
901 | 93.7018 | 0.1 | 219.8097 | 0.045
902 | 93.6519 | 0.1 | 220.1074 | 0.045
903 | 93.6021 | 0.1 | 220.4052 | 0.045
904 | 93.5524 | 0.099 | 220.7031 | 0.045
905 | 93.5027 | 0.099 | 221.0012 | 0.045
906 | 93.4531 | 0.099 | 221.2995 | 0.045
907 | 93.4035 | 0.099 | 221.5978 | 0.045
908 | 93.354 | 0.099 | 221.8964 | 0.045
909 | 93.3045 | 0.099 | 222.1951 | 0.045
910 | 93.2551 | 0.099 | 222.4939 | 0.045
911 | 93.2058 | 0.099 | 222.7929 | 0.045
912 | 93.1565 | 0.099 | 223.092 | 0.045
913 | 93.1072 | 0.098 | 223.3912 | 0.045
914 | 93.058 | 0.098 | 223.6907 | 0.045
915 | 93.0089 | 0.098 | 223.9902 | 0.045
916 | 92.9598 | 0.098 | 224.2899 | 0.045
917 | 92.9108 | 0.098 | 224.5898 | 0.045
918 | 92.8618 | 0.098 | 224.8898 | 0.045
919 | 92.8129 | 0.098 | 225.1899 | 0.045
920 | 92.764 | 0.098 | 225.4902 | 0.045
921 | 92.7152 | 0.098 | 225.7906 | 0.045
922 | 92.6664 | 0.097 | 226.0912 | 0.045
923 | 92.6177 | 0.097 | 226.392 | 0.045
924 | 92.569 | 0.097 | 226.6928 | 0.045
925 | 92.5204 | 0.097 | 226.9939 | 0.045
926 | 92.4719 | 0.097 | 227.295 | 0.045
927 | 92.4234 | 0.097 | 227.5964 | 0.045
928 | 92.3749 | 0.097 | 227.8978 | 0.045
929 | 92.3265 | 0.097 | 228.1995 | 0.045
930 | 92.2782 | 0.097 | 228.5012 | 0.045
931 | 92.2299 | 0.097 | 228.8031 | 0.045
932 | 92.1816 | 0.096 | 229.1052 | 0.045
933 | 92.1334 | 0.096 | 229.4074 | 0.045
934 | 92.0853 | 0.096 | 229.7098 | 0.045
935 | 92.0372 | 0.096 | 230.0123 | 0.045
936 | 91.9892 | 0.096 | 230.315 | 0.045
937 | 91.9412 | 0.096 | 230.6178 | 0.045
938 | 91.8932 | 0.096 | 230.9207 | 0.045
939 | 91.8453 | 0.096 | 231.2238 | 0.045
940 | 91.7975 | 0.096 | 231.5271 | 0.045
941 | 91.7497 | 0.096 | 231.8305 | 0.045
942 | 91.702 | 0.095 | 232.1341 | 0.045
943 | 91.6543 | 0.095 | 232.4378 | 0.045
944 | 91.6067 | 0.095 | 232.7416 | 0.045
945 | 91.5591 | 0.095 | 233.0456 | 0.045
946 | 91.5115 | 0.095 | 233.3498 | 0.045
947 | 91.464 | 0.095 | 233.6541 | 0.045
948 | 91.4166 | 0.095 | 233.9585 | 0.045
949 | 91.3692 | 0.095 | 234.2631 | 0.045
950 | 91.3219 | 0.095 | 234.5679 | 0.045
951 | 91.2746 | 0.095 | 234.8728 | 0.045
952 | 91.2273 | 0.094 | 235.1779 | 0.045
953 | 91.1802 | 0.094 | 235.4831 | 0.045
954 | 91.133 | 0.094 | 235.7884 | 0.045
955 | 91.0859 | 0.094 | 236.0939 | 0.045
956 | 91.0389 | 0.094 | 236.3996 | 0.045
957 | 90.9919 | 0.094 | 236.7054 | 0.045
958 | 90.9449 | 0.094 | 237.0114 | 0.045
959 | 90.898 | 0.094 | 237.3175 | 0.045
960 | 90.8512 | 0.094 | 237.6238 | 0.045
961 | 90.8044 | 0.094 | 237.9302 | 0.045
962 | 90.7576 | 0.093 | 238.2368 | 0.045
963 | 90.7109 | 0.093 | 238.5435 | 0.045
964 | 90.6642 | 0.093 | 238.8503 | 0.045
965 | 90.6176 | 0.093 | 239.1574 | 0.045
966 | 90.5711 | 0.093 | 239.4646 | 0.045
967 | 90.5245 | 0.093 | 239.7719 | 0.045
968 | 90.4781 | 0.093 | 240.0794 | 0.045
969 | 90.4316 | 0.093 | 240.387 | 0.045
970 | 90.3853 | 0.093 | 240.6948 | 0.045
971 | 90.3389 | 0.093 | 241.0027 | 0.045
972 | 90.2927 | 0.093 | 241.3108 | 0.045
973 | 90.2464 | 0.092 | 241.6191 | 0.045
974 | 90.2002 | 0.092 | 241.9275 | 0.045
975 | 90.1541 | 0.092 | 242.236 | 0.045
976 | 90.108 | 0.092 | 242.5447 | 0.045
977 | 90.0619 | 0.092 | 242.8536 | 0.045
978 | 90.0159 | 0.092 | 243.1626 | 0.045
979 | 89.97 | 0.092 | 243.4718 | 0.045
980 | 89.9241 | 0.092 | 243.7811 | 0.045
981 | 89.8782 | 0.092 | 244.0906 | 0.045
982 | 89.8324 | 0.092 | 244.4002 | 0.045
983 | 89.7866 | 0.092 | 244.71 | 0.045
984 | 89.7409 | 0.091 | 245.0199 | 0.045
985 | 89.6952 | 0.091 | 245.33 | 0.045
986 | 89.6495 | 0.091 | 245.6403 | 0.045
987 | 89.6039 | 0.091 | 245.9507 | 0.045
988 | 89.5584 | 0.091 | 246.2612 | 0.045
989 | 89.5129 | 0.091 | 246.5719 | 0.045
990 | 89.4674 | 0.091 | 246.8828 | 0.045
991 | 89.422 | 0.091 | 247.1938 | 0.045
992 | 89.3766 | 0.091 | 247.505 | 0.045
993 | 89.3313 | 0.091 | 247.8163 | 0.045
994 | 89.286 | 0.091 | 248.1278 | 0.045
995 | 89.2408 | 0.09 | 248.4395 | 0.045
996 | 89.1956 | 0.09 | 248.7512 | 0.045
997 | 89.1505 | 0.09 | 249.0632 | 0.045
998 | 89.1054 | 0.09 | 249.3753 | 0.045
999 | 89.0603 | 0.09 | 249.6876 | 0.045
1000 | 89.0153 | 0.09 | 250 | 0.045
1001 | 88.9703 | 0.09 | 250.3126 | 0.045
1002 | 88.9254 | 0.09 | 250.6253 | 0.045
1003 | 88.8805 | 0.09 | 250.9382 | 0.045
1004 | 88.8357 | 0.09 | 251.2513 | 0.045
1005 | 88.7909 | 0.09 | 251.5645 | 0.045
1006 | 88.7461 | 0.089 | 251.8778 | 0.045
1007 | 88.7014 | 0.089 | 252.1913 | 0.045
1008 | 88.6567 | 0.089 | 252.505 | 0.045
1009 | 88.6121 | 0.089 | 252.8188 | 0.045
1010 | 88.5675 | 0.089 | 253.1328 | 0.045
1011 | 88.523 | 0.089 | 253.447 | 0.045
1012 | 88.4785 | 0.089 | 253.7613 | 0.045
1013 | 88.434 | 0.089 | 254.0757 | 0.045
1014 | 88.3896 | 0.089 | 254.3904 | 0.045
1015 | 88.3453 | 0.089 | 254.7051 | 0.045
1016 | 88.3009 | 0.089 | 255.0201 | 0.045
1017 | 88.2566 | 0.089 | 255.3352 | 0.045
1018 | 88.2124 | 0.088 | 255.6504 | 0.045
1019 | 88.1682 | 0.088 | 255.9658 | 0.045
1020 | 88.1241 | 0.088 | 256.2814 | 0.045
1021 | 88.0799 | 0.088 | 256.5971 | 0.045
1022 | 88.0359 | 0.088 | 256.913 | 0.045
1023 | 87.9918 | 0.088 | 257.2291 | 0.045
1024 | 87.9478 | 0.088 | 257.5453 | 0.045
1025 | 87.9039 | 0.088 | 257.8616 | 0.045
1026 | 87.86 | 0.088 | 258.1782 | 0.045
1027 | 87.8161 | 0.088 | 258.4948 | 0.045
1028 | 87.7723 | 0.088 | 258.8117 | 0.045
1029 | 87.7285 | 0.088 | 259.1287 | 0.045
1030 | 87.6848 | 0.087 | 259.4458 | 0.045
1031 | 87.6411 | 0.087 | 259.7632 | 0.045
1032 | 87.5974 | 0.087 | 260.0806 | 0.045
1033 | 87.5538 | 0.087 | 260.3983 | 0.045
1034 | 87.5102 | 0.087 | 260.7161 | 0.045
1035 | 87.4667 | 0.087 | 261.034 | 0.045
1036 | 87.4232 | 0.087 | 261.3522 | 0.045
1037 | 87.3797 | 0.087 | 261.6705 | 0.045
1038 | 87.3363 | 0.087 | 261.9889 | 0.045
1039 | 87.2929 | 0.087 | 262.3075 | 0.045
1040 | 87.2496 | 0.087 | 262.6263 | 0.045
1041 | 87.2063 | 0.087 | 262.9452 | 0.045
1042 | 87.163 | 0.086 | 263.2643 | 0.045
1043 | 87.1198 | 0.086 | 263.5835 | 0.045
1044 | 87.0766 | 0.086 | 263.9029 | 0.045
1045 | 87.0335 | 0.086 | 264.2225 | 0.045
1046 | 86.9904 | 0.086 | 264.5422 | 0.045
1047 | 86.9473 | 0.086 | 264.8621 | 0.045
1048 | 86.9043 | 0.086 | 265.1822 | 0.045
1049 | 86.8613 | 0.086 | 265.5024 | 0.045
1050 | 86.8184 | 0.086 | 265.8228 | 0.045
1051 | 86.7755 | 0.086 | 266.1433 | 0.045
1052 | 86.7326 | 0.086 | 266.464 | 0.045
1053 | 86.6898 | 0.086 | 266.7849 | 0.045
1054 | 86.647 | 0.086 | 267.1059 | 0.045
1055 | 86.6043 | 0.085 | 267.4271 | 0.045
1056 | 86.5616 | 0.085 | 267.7485 | 0.045
1057 | 86.5189 | 0.085 | 268.07 | 0.045
1058 | 86.4763 | 0.085 | 268.3917 | 0.045
1059 | 86.4337 | 0.085 | 268.7135 | 0.045
1060 | 86.3911 | 0.085 | 269.0355 | 0.045
1061 | 86.3486 | 0.085 | 269.3577 | 0.045
1062 | 86.3061 | 0.085 | 269.68 | 0.045
1063 | 86.2637 | 0.085 | 270.0025 | 0.045
1064 | 86.2213 | 0.085 | 270.3252 | 0.045
1065 | 86.1789 | 0.085 | 270.648 | 0.045
1066 | 86.1366 | 0.085 | 270.971 | 0.045
1067 | 86.0943 | 0.085 | 271.2942 | 0.045
1068 | 86.0521 | 0.084 | 271.6175 | 0.045
1069 | 86.0099 | 0.084 | 271.941 | 0.045
1070 | 85.9677 | 0.084 | 272.2646 | 0.045
1071 | 85.9256 | 0.084 | 272.5884 | 0.045
1072 | 85.8835 | 0.084 | 272.9124 | 0.045
1073 | 85.8414 | 0.084 | 273.2366 | 0.045
1074 | 85.7994 | 0.084 | 273.5609 | 0.045
1075 | 85.7574 | 0.084 | 273.8854 | 0.045
1076 | 85.7154 | 0.084 | 274.21 | 0.045
1077 | 85.6735 | 0.084 | 274.5348 | 0.045
1078 | 85.6317 | 0.084 | 274.8598 | 0.045
1079 | 85.5898 | 0.084 | 275.1849 | 0.045
1080 | 85.548 | 0.084 | 275.5102 | 0.045
1081 | 85.5062 | 0.083 | 275.8357 | 0.045
1082 | 85.4645 | 0.083 | 276.1613 | 0.045
1083 | 85.4228 | 0.083 | 276.4871 | 0.045
1084 | 85.3812 | 0.083 | 276.8131 | 0.045
1085 | 85.3396 | 0.083 | 277.1392 | 0.045
1086 | 85.298 | 0.083 | 277.4655 | 0.045
1087 | 85.2564 | 0.083 | 277.792 | 0.045
1088 | 85.2149 | 0.083 | 278.1186 | 0.045
1089 | 85.1735 | 0.083 | 278.4454 | 0.045
1090 | 85.132 | 0.083 | 278.7724 | 0.045
1091 | 85.0906 | 0.083 | 279.0995 | 0.045
1092 | 85.0493 | 0.083 | 279.4268 | 0.045
1093 | 85.0079 | 0.083 | 279.7543 | 0.045
1094 | 84.9666 | 0.083 | 280.0819 | 0.045
1095 | 84.9254 | 0.082 | 280.4097 | 0.045
1096 | 84.8842 | 0.082 | 280.7377 | 0.045
1097 | 84.843 | 0.082 | 281.0658 | 0.045
1098 | 84.8018 | 0.082 | 281.3942 | 0.045
1099 | 84.7607 | 0.082 | 281.7226 | 0.045
1100 | 84.7196 | 0.082 | 282.0513 | 0.045
1101 | 84.6786 | 0.082 | 282.3801 | 0.045
1102 | 84.6376 | 0.082 | 282.7091 | 0.045
1103 | 84.5966 | 0.082 | 283.0382 | 0.045
1104 | 84.5557 | 0.082 | 283.3676 | 0.045
1105 | 84.5147 | 0.082 | 283.697 | 0.045
1106 | 84.4739 | 0.082 | 284.0267 | 0.045
1107 | 84.433 | 0.082 | 284.3565 | 0.045
1108 | 84.3922 | 0.082 | 284.6865 | 0.045
1109 | 84.3515 | 0.081 | 285.0167 | 0.045
1110 | 84.3107 | 0.081 | 285.347 | 0.045
1111 | 84.2701 | 0.081 | 285.6776 | 0.045
1112 | 84.2294 | 0.081 | 286.0082 | 0.045
1113 | 84.1888 | 0.081 | 286.3391 | 0.045
1114 | 84.1482 | 0.081 | 286.6701 | 0.045
1115 | 84.1076 | 0.081 | 287.0013 | 0.045
1116 | 84.0671 | 0.081 | 287.3326 | 0.045
1117 | 84.0266 | 0.081 | 287.6642 | 0.045
1118 | 83.9861 | 0.081 | 287.9959 | 0.045
1119 | 83.9457 | 0.081 | 288.3278 | 0.045
1120 | 83.9053 | 0.081 | 288.6598 | 0.045
1121 | 83.865 | 0.081 | 288.992 | 0.045
1122 | 83.8247 | 0.081 | 289.3244 | 0.045
1123 | 83.7844 | 0.081 | 289.657 | 0.045
1124 | 83.7441 | 0.08 | 289.9897 | 0.045
1125 | 83.7039 | 0.08 | 290.3226 | 0.045
1126 | 83.6637 | 0.08 | 290.6557 | 0.045
1127 | 83.6236 | 0.08 | 290.9889 | 0.045
1128 | 83.5834 | 0.08 | 291.3223 | 0.045
1129 | 83.5433 | 0.08 | 291.6559 | 0.045
1130 | 83.5033 | 0.08 | 291.9897 | 0.045
1131 | 83.4633 | 0.08 | 292.3236 | 0.045
1132 | 83.4233 | 0.08 | 292.6577 | 0.045
1133 | 83.3833 | 0.08 | 292.992 | 0.045
1134 | 83.3434 | 0.08 | 293.3264 | 0.045
1135 | 83.3035 | 0.08 | 293.6611 | 0.045
1136 | 83.2637 | 0.08 | 293.9959 | 0.045
1137 | 83.2238 | 0.08 | 294.3308 | 0.045
1138 | 83.1841 | 0.08 | 294.666 | 0.045
1139 | 83.1443 | 0.079 | 295.0013 | 0.045
1140 | 83.1046 | 0.079 | 295.3368 | 0.045
1141 | 83.0649 | 0.079 | 295.6725 | 0.045
1142 | 83.0252 | 0.079 | 296.0083 | 0.045
1143 | 82.9856 | 0.079 | 296.3443 | 0.045
1144 | 82.946 | 0.079 | 296.6805 | 0.045
1145 | 82.9064 | 0.079 | 297.0169 | 0.045
1146 | 82.8669 | 0.079 | 297.3534 | 0.045
1147 | 82.8274 | 0.079 | 297.6901 | 0.045
1148 | 82.7879 | 0.079 | 298.027 | 0.045
1149 | 82.7485 | 0.079 | 298.3641 | 0.045
1150 | 82.7091 | 0.079 | 298.7013 | 0.045
1151 | 82.6697 | 0.079 | 299.0387 | 0.045
1152 | 82.6304 | 0.079 | 299.3763 | 0.045
1153 | 82.5911 | 0.079 | 299.7141 | 0.045
1154 | 82.5518 | 0.079 | 300.052 | 0.045
1155 | 82.5126 | 0.078 | 300.3901 | 0.045
1156 | 82.4734 | 0.078 | 300.7284 | 0.045
1157 | 82.4342 | 0.078 | 301.0669 | 0.045
1158 | 82.395 | 0.078 | 301.4055 | 0.045
1159 | 82.3559 | 0.078 | 301.7443 | 0.045
1160 | 82.3168 | 0.078 | 302.0833 | 0.045
1161 | 82.2778 | 0.078 | 302.4225 | 0.045
1162 | 82.2387 | 0.078 | 302.7619 | 0.045
1163 | 82.1997 | 0.078 | 303.1014 | 0.045
1164 | 82.1608 | 0.078 | 303.4411 | 0.045
1165 | 82.1218 | 0.078 | 303.781 | 0.045
1166 | 82.0829 | 0.078 | 304.121 | 0.045
1167 | 82.0441 | 0.078 | 304.4613 | 0.045
1168 | 82.0052 | 0.078 | 304.8017 | 0.045
1169 | 81.9664 | 0.078 | 305.1423 | 0.045
1170 | 81.9276 | 0.078 | 305.483 | 0.045
1171 | 81.8889 | 0.077 | 305.824 | 0.045
1172 | 81.8502 | 0.077 | 306.1651 | 0.045
1173 | 81.8115 | 0.077 | 306.5064 | 0.045
1174 | 81.7728 | 0.077 | 306.8479 | 0.045
1175 | 81.7342 | 0.077 | 307.1895 | 0.045
1176 | 81.6956 | 0.077 | 307.5314 | 0.045
1177 | 81.657 | 0.077 | 307.8734 | 0.045
1178 | 81.6185 | 0.077 | 308.2156 | 0.045
1179 | 81.58 | 0.077 | 308.558 | 0.045
1180 | 81.5415 | 0.077 | 308.9005 | 0.045
1181 | 81.5031 | 0.077 | 309.2433 | 0.045
1182 | 81.4647 | 0.077 | 309.5862 | 0.045
1183 | 81.4263 | 0.077 | 309.9293 | 0.045
1184 | 81.3879 | 0.077 | 310.2725 | 0.045
1185 | 81.3496 | 0.077 | 310.616 | 0.045
1186 | 81.3113 | 0.077 | 310.9596 | 0.045
1187 | 81.273 | 0.077 | 311.3034 | 0.045
1188 | 81.2348 | 0.076 | 311.6474 | 0.045
1189 | 81.1966 | 0.076 | 311.9916 | 0.045
1190 | 81.1584 | 0.076 | 312.336 | 0.045
1191 | 81.1203 | 0.076 | 312.6805 | 0.045
1192 | 81.0821 | 0.076 | 313.0252 | 0.045
1193 | 81.0441 | 0.076 | 313.3701 | 0.045
1194 | 81.006 | 0.076 | 313.7152 | 0.045
1195 | 80.968 | 0.076 | 314.0604 | 0.045
1196 | 80.93 | 0.076 | 314.4059 | 0.045
1197 | 80.892 | 0.076 | 314.7515 | 0.045
1198 | 80.854 | 0.076 | 315.0973 | 0.045
1199 | 80.8161 | 0.076 | 315.4433 | 0.045
1200 | 80.7782 | 0.076 | 315.7895 | 0.045
1201 | 80.7404 | 0.076 | 316.1358 | 0.045
1202 | 80.7026 | 0.076 | 316.4824 | 0.045
1203 | 80.6648 | 0.076 | 316.8291 | 0.045
1204 | 80.627 | 0.076 | 317.176 | 0.045
1205 | 80.5892 | 0.075 | 317.5231 | 0.045
1206 | 80.5515 | 0.075 | 317.8703 | 0.045
1207 | 80.5138 | 0.075 | 318.2178 | 0.045
1208 | 80.4762 | 0.075 | 318.5654 | 0.045
1209 | 80.4386 | 0.075 | 318.9132 | 0.045
1210 | 80.401 | 0.075 | 319.2612 | 0.045
1211 | 80.3634 | 0.075 | 319.6094 | 0.045
1212 | 80.3258 | 0.075 | 319.9578 | 0.045
1213 | 80.2883 | 0.075 | 320.3063 | 0.045
1214 | 80.2508 | 0.075 | 320.655 | 0.045
1215 | 80.2134 | 0.075 | 321.004 | 0.045
1216 | 80.1759 | 0.075 | 321.3531 | 0.045
1217 | 80.1385 | 0.075 | 321.7024 | 0.045
1218 | 80.1012 | 0.075 | 322.0518 | 0.045
1219 | 80.0638 | 0.075 | 322.4015 | 0.045
1220 | 80.0265 | 0.075 | 322.7513 | 0.045
1221 | 79.9892 | 0.075 | 323.1013 | 0.045
1222 | 79.9519 | 0.075 | 323.4516 | 0.045
1223 | 79.9147 | 0.074 | 323.802 | 0.045
1224 | 79.8775 | 0.074 | 324.1525 | 0.045
1225 | 79.8403 | 0.074 | 324.5033 | 0.045
1226 | 79.8032 | 0.074 | 324.8543 | 0.045
1227 | 79.766 | 0.074 | 325.2054 | 0.045
1228 | 79.7289 | 0.074 | 325.5567 | 0.045
1229 | 79.6919 | 0.074 | 325.9082 | 0.045
1230 | 79.6548 | 0.074 | 326.2599 | 0.045
1231 | 79.6178 | 0.074 | 326.6118 | 0.045
1232 | 79.5808 | 0.074 | 326.9639 | 0.045
1233 | 79.5438 | 0.074 | 327.3162 | 0.045
1234 | 79.5069 | 0.074 | 327.6686 | 0.045
1235 | 79.47 | 0.074 | 328.0212 | 0.045
1236 | 79.4331 | 0.074 | 328.3741 | 0.045
1237 | 79.3963 | 0.074 | 328.7271 | 0.045
1238 | 79.3594 | 0.074 | 329.0803 | 0.045
1239 | 79.3226 | 0.074 | 329.4337 | 0.045
1240 | 79.2859 | 0.074 | 329.7872 | 0.045
1241 | 79.2491 | 0.073 | 330.141 | 0.045
1242 | 79.2124 | 0.073 | 330.4949 | 0.045
1243 | 79.1757 | 0.073 | 330.8491 | 0.045
1244 | 79.139 | 0.073 | 331.2034 | 0.045
1245 | 79.1024 | 0.073 | 331.5579 | 0.045
1246 | 79.0658 | 0.073 | 331.9126 | 0.045
1247 | 79.0292 | 0.073 | 332.2675 | 0.045
1248 | 78.9926 | 0.073 | 332.6226 | 0.045
1249 | 78.9561 | 0.073 | 332.9779 | 0.045
1250 | 78.9196 | 0.073 | 333.3333 | 0.045
1251 | 78.8831 | 0.073 | 333.689 | 0.045
1252 | 78.8466 | 0.073 | 334.0448 | 0.045
1253 | 78.8102 | 0.073 | 334.4009 | 0.045
1254 | 78.7738 | 0.073 | 334.7571 | 0.045
1255 | 78.7374 | 0.073 | 335.1135 | 0.045
1256 | 78.7011 | 0.073 | 335.4701 | 0.045
1257 | 78.6647 | 0.073 | 335.8269 | 0.045
1258 | 78.6284 | 0.073 | 336.1839 | 0.045
1259 | 78.5922 | 0.073 | 336.541 | 0.045
1260 | 78.5559 | 0.072 | 336.8984 | 0.045
1261 | 78.5197 | 0.072 | 337.256 | 0.045
1262 | 78.4835 | 0.072 | 337.6137 | 0.045
1263 | 78.4473 | 0.072 | 337.9716 | 0.045
1264 | 78.4112 | 0.072 | 338.3298 | 0.045
1265 | 78.375 | 0.072 | 338.6881 | 0.045
1266 | 78.3389 | 0.072 | 339.0466 | 0.045
1267 | 78.3029 | 0.072 | 339.4053 | 0.045
1268 | 78.2668 | 0.072 | 339.7642 | 0.045
1269 | 78.2308 | 0.072 | 340.1233 | 0.045
1270 | 78.1948 | 0.072 | 340.4826 | 0.045
1271 | 78.1588 | 0.072 | 340.842 | 0.045
1272 | 78.1229 | 0.072 | 341.2017 | 0.045
1273 | 78.087 | 0.072 | 341.5616 | 0.045
1274 | 78.0511 | 0.072 | 341.9216 | 0.045
1275 | 78.0152 | 0.072 | 342.2819 | 0.045
1276 | 77.9794 | 0.072 | 342.6423 | 0.045
1277 | 77.9436 | 0.072 | 343.003 | 0.045
1278 | 77.9078 | 0.072 | 343.3638 | 0.045
1279 | 77.872 | 0.072 | 343.7248 | 0.045
1280 | 77.8362 | 0.071 | 344.086 | 0.045
1281 | 77.8005 | 0.071 | 344.4474 | 0.045
1282 | 77.7648 | 0.071 | 344.809 | 0.045
1283 | 77.7292 | 0.071 | 345.1708 | 0.045
1284 | 77.6935 | 0.071 | 345.5328 | 0.045
1285 | 77.6579 | 0.071 | 345.895 | 0.045
1286 | 77.6223 | 0.071 | 346.2574 | 0.045
1287 | 77.5867 | 0.071 | 346.62 | 0.045
1288 | 77.5512 | 0.071 | 346.9828 | 0.045
1289 | 77.5157 | 0.071 | 347.3457 | 0.045
1290 | 77.4802 | 0.071 | 347.7089 | 0.045
1291 | 77.4447 | 0.071 | 348.0723 | 0.045
1292 | 77.4092 | 0.071 | 348.4358 | 0.045
1293 | 77.3738 | 0.071 | 348.7996 | 0.045
1294 | 77.3384 | 0.071 | 349.1635 | 0.045
1295 | 77.303 | 0.071 | 349.5277 | 0.045
1296 | 77.2677 | 0.071 | 349.892 | 0.045
1297 | 77.2324 | 0.071 | 350.2565 | 0.045
1298 | 77.197 | 0.071 | 350.6213 | 0.045
1299 | 77.1618 | 0.071 | 350.9862 | 0.045
1300 | 77.1265 | 0.07 | 351.3514 | 0.045
1301 | 77.0913 | 0.07 | 351.7167 | 0.045
1302 | 77.0561 | 0.07 | 352.0822 | 0.045
1303 | 77.0209 | 0.07 | 352.4479 | 0.045
1304 | 76.9857 | 0.07 | 352.8139 | 0.045
1305 | 76.9506 | 0.07 | 353.18 | 0.045
1306 | 76.9155 | 0.07 | 353.5463 | 0.045
1307 | 76.8804 | 0.07 | 353.9128 | 0.045
1308 | 76.8453 | 0.07 | 354.2795 | 0.045
1309 | 76.8103 | 0.07 | 354.6464 | 0.045
1310 | 76.7752 | 0.07 | 355.0136 | 0.045
1311 | 76.7403 | 0.07 | 355.3809 | 0.045
1312 | 76.7053 | 0.07 | 355.7484 | 0.045
1313 | 76.6703 | 0.07 | 356.1161 | 0.045
1314 | 76.6354 | 0.07 | 356.484 | 0.045
1315 | 76.6005 | 0.07 | 356.8521 | 0.045
1316 | 76.5656 | 0.07 | 357.2204 | 0.045
1317 | 76.5308 | 0.07 | 357.5889 | 0.045
1318 | 76.4959 | 0.07 | 357.9576 | 0.045
1319 | 76.4611 | 0.07 | 358.3265 | 0.045
1320 | 76.4263 | 0.07 | 358.6957 | 0.045
1321 | 76.3916 | 0.07 | 359.065 | 0.045
1322 | 76.3568 | 0.069 | 359.4345 | 0.045
1323 | 76.3221 | 0.069 | 359.8042 | 0.045
1324 | 76.2874 | 0.069 | 360.1741 | 0.045
1325 | 76.2528 | 0.069 | 360.5442 | 0.045
1326 | 76.2181 | 0.069 | 360.9145 | 0.045
1327 | 76.1835 | 0.069 | 361.2851 | 0.045
1328 | 76.1489 | 0.069 | 361.6558 | 0.045
1329 | 76.1143 | 0.069 | 362.0267 | 0.045
1330 | 76.0797 | 0.069 | 362.3978 | 0.045
1331 | 76.0452 | 0.069 | 362.7691 | 0.045
1332 | 76.0107 | 0.069 | 363.1407 | 0.045
1333 | 75.9762 | 0.069 | 363.5124 | 0.045
1334 | 75.9417 | 0.069 | 363.8843 | 0.045
1335 | 75.9073 | 0.069 | 364.2565 | 0.045
1336 | 75.8729 | 0.069 | 364.6288 | 0.045
1337 | 75.8385 | 0.069 | 365.0014 | 0.045
1338 | 75.8041 | 0.069 | 365.3741 | 0.045
1339 | 75.7697 | 0.069 | 365.7471 | 0.045
1340 | 75.7354 | 0.069 | 366.1202 | 0.045
1341 | 75.7011 | 0.069 | 366.4936 | 0.045
1342 | 75.6668 | 0.069 | 366.8671 | 0.045
1343 | 75.6325 | 0.069 | 367.2409 | 0.045
1344 | 75.5983 | 0.068 | 367.6149 | 0.045
1345 | 75.5641 | 0.068 | 367.9891 | 0.045
1346 | 75.5299 | 0.068 | 368.3634 | 0.045
1347 | 75.4957 | 0.068 | 368.738 | 0.045
1348 | 75.4615 | 0.068 | 369.1128 | 0.045
1349 | 75.4274 | 0.068 | 369.4878 | 0.045
1350 | 75.3933 | 0.068 | 369.863 | 0.045
1351 | 75.3592 | 0.068 | 370.2384 | 0.045
1352 | 75.3251 | 0.068 | 370.614 | 0.045
1353 | 75.2911 | 0.068 | 370.9899 | 0.045
1354 | 75.257 | 0.068 | 371.3659 | 0.045
1355 | 75.223 | 0.068 | 371.7421 | 0.045
1356 | 75.1891 | 0.068 | 372.1186 | 0.045
1357 | 75.1551 | 0.068 | 372.4952 | 0.045
1358 | 75.1212 | 0.068 | 372.872 | 0.045
1359 | 75.0872 | 0.068 | 373.2491 | 0.045
1360 | 75.0534 | 0.068 | 373.6264 | 0.045
1361 | 75.0195 | 0.068 | 374.0038 | 0.045
1362 | 74.9856 | 0.068 | 374.3815 | 0.045
1363 | 74.9518 | 0.068 | 374.7594 | 0.045
1364 | 74.918 | 0.068 | 375.1375 | 0.045
1365 | 74.8842 | 0.068 | 375.5158 | 0.045
1366 | 74.8504 | 0.068 | 375.8943 | 0.045
1367 | 74.8167 | 0.067 | 376.2731 | 0.045
1368 | 74.783 | 0.067 | 376.652 | 0.045
1369 | 74.7493 | 0.067 | 377.0311 | 0.045
1370 | 74.7156 | 0.067 | 377.4105 | 0.045
1371 | 74.6819 | 0.067 | 377.79 | 0.045
1372 | 74.6483 | 0.067 | 378.1698 | 0.045
1373 | 74.6146 | 0.067 | 378.5498 | 0.045
1374 | 74.581 | 0.067 | 378.93 | 0.045
1375 | 74.5475 | 0.067 | 379.3103 | 0.045
1376 | 74.5139 | 0.067 | 379.6909 | 0.045
1377 | 74.4804 | 0.067 | 380.0718 | 0.045
1378 | 74.4469 | 0.067 | 380.4528 | 0.045
1379 | 74.4134 | 0.067 | 380.834 | 0.045
1380 | 74.3799 | 0.067 | 381.2155 | 0.045
1381 | 74.3464 | 0.067 | 381.5971 | 0.045
1382 | 74.313 | 0.067 | 381.979 | 0.045
1383 | 74.2796 | 0.067 | 382.3611 | 0.045
1384 | 74.2462 | 0.067 | 382.7434 | 0.045
1385 | 74.2128 | 0.067 | 383.1259 | 0.045
1386 | 74.1795 | 0.067 | 383.5086 | 0.045
1387 | 74.1462 | 0.067 | 383.8915 | 0.045
1388 | 74.1129 | 0.067 | 384.2746 | 0.045
1389 | 74.0796 | 0.067 | 384.658 | 0.045
1390 | 74.0463 | 0.067 | 385.0416 | 0.045
1391 | 74.0131 | 0.066 | 385.4253 | 0.045
1392 | 73.9798 | 0.066 | 385.8093 | 0.045
1393 | 73.9466 | 0.066 | 386.1935 | 0.045
1394 | 73.9134 | 0.066 | 386.5779 | 0.045
1395 | 73.8803 | 0.066 | 386.9626 | 0.045
1396 | 73.8471 | 0.066 | 387.3474 | 0.045
1397 | 73.814 | 0.066 | 387.7324 | 0.045
1398 | 73.7809 | 0.066 | 388.1177 | 0.045
1399 | 73.7478 | 0.066 | 388.5032 | 0.045
1400 | 73.7147 | 0.066 | 388.8889 | 0.045
1401 | 73.6817 | 0.066 | 389.2748 | 0.045
1402 | 73.6487 | 0.066 | 389.6609 | 0.045
1403 | 73.6157 | 0.066 | 390.0473 | 0.045
1404 | 73.5827 | 0.066 | 390.4338 | 0.045
1405 | 73.5497 | 0.066 | 390.8206 | 0.045
1406 | 73.5168 | 0.066 | 391.2076 | 0.045
1407 | 73.4838 | 0.066 | 391.5948 | 0.045
1408 | 73.4509 | 0.066 | 391.9822 | 0.045
1409 | 73.4181 | 0.066 | 392.3698 | 0.045
1410 | 73.3852 | 0.066 | 392.7577 | 0.045
1411 | 73.3523 | 0.066 | 393.1457 | 0.045
1412 | 73.3195 | 0.066 | 393.534 | 0.045
1413 | 73.2867 | 0.066 | 393.9225 | 0.045
1414 | 73.2539 | 0.066 | 394.3112 | 0.045
1415 | 73.2211 | 0.066 | 394.7001 | 0.045
1416 | 73.1884 | 0.065 | 395.0893 | 0.045
1417 | 73.1557 | 0.065 | 395.4786 | 0.045
1418 | 73.123 | 0.065 | 395.8682 | 0.045
1419 | 73.0903 | 0.065 | 396.258 | 0.045
1420 | 73.0576 | 0.065 | 396.648 | 0.045
1421 | 73.0249 | 0.065 | 397.0383 | 0.045
1422 | 72.9923 | 0.065 | 397.4287 | 0.045
1423 | 72.9597 | 0.065 | 397.8194 | 0.045
1424 | 72.9271 | 0.065 | 398.2103 | 0.045
1425 | 72.8945 | 0.065 | 398.6014 | 0.045
1426 | 72.862 | 0.065 | 398.9927 | 0.045
1427 | 72.8294 | 0.065 | 399.3843 | 0.045
1428 | 72.7969 | 0.065 | 399.776 | 0.045
1429 | 72.7644 | 0.065 | 400.168 | 0.045
1430 | 72.7319 | 0.065 | 400.5602 | 0.045
1431 | 72.6995 | 0.065 | 400.9526 | 0.045
1432 | 72.667 | 0.065 | 401.3453 | 0.045
1433 | 72.6346 | 0.065 | 401.7382 | 0.045
1434 | 72.6022 | 0.065 | 402.1312 | 0.045
1435 | 72.5698 | 0.065 | 402.5245 | 0.045
1436 | 72.5375 | 0.065 | 402.9181 | 0.045
1437 | 72.5051 | 0.065 | 403.3118 | 0.045
1438 | 72.4728 | 0.065 | 403.7058 | 0.045
1439 | 72.4405 | 0.065 | 404.1 | 0.045
1440 | 72.4082 | 0.065 | 404.4944 | 0.045
1441 | 72.3759 | 0.065 | 404.889 | 0.045
1442 | 72.3437 | 0.064 | 405.2839 | 0.045
1443 | 72.3114 | 0.064 | 405.6789 | 0.045
1444 | 72.2792 | 0.064 | 406.0742 | 0.045
1445 | 72.247 | 0.064 | 406.4698 | 0.045
1446 | 72.2149 | 0.064 | 406.8655 | 0.045
1447 | 72.1827 | 0.064 | 407.2615 | 0.045
1448 | 72.1505 | 0.064 | 407.6577 | 0.045
1449 | 72.1184 | 0.064 | 408.0541 | 0.045
1450 | 72.0863 | 0.064 | 408.4507 | 0.045
1451 | 72.0542 | 0.064 | 408.8476 | 0.045
1452 | 72.0222 | 0.064 | 409.2446 | 0.045
1453 | 71.9901 | 0.064 | 409.642 | 0.045
1454 | 71.9581 | 0.064 | 410.0395 | 0.045
1455 | 71.9261 | 0.064 | 410.4372 | 0.045
1456 | 71.8941 | 0.064 | 410.8352 | 0.045
1457 | 71.8621 | 0.064 | 411.2334 | 0.045
1458 | 71.8301 | 0.064 | 411.6318 | 0.045
1459 | 71.7982 | 0.064 | 412.0305 | 0.045
1460 | 71.7663 | 0.064 | 412.4294 | 0.045
1461 | 71.7344 | 0.064 | 412.8285 | 0.045
1462 | 71.7025 | 0.064 | 413.2278 | 0.045
1463 | 71.6706 | 0.064 | 413.6274 | 0.045
1464 | 71.6388 | 0.064 | 414.0271 | 0.045
1465 | 71.6069 | 0.064 | 414.4272 | 0.045
1466 | 71.5751 | 0.064 | 414.8274 | 0.045
1467 | 71.5433 | 0.064 | 415.2279 | 0.045
1468 | 71.5116 | 0.064 | 415.6285 | 0.045
1469 | 71.4798 | 0.064 | 416.0295 | 0.045
1470 | 71.4481 | 0.063 | 416.4306 | 0.045
1471 | 71.4163 | 0.063 | 416.832 | 0.045
1472 | 71.3846 | 0.063 | 417.2336 | 0.045
1473 | 71.3529 | 0.063 | 417.6354 | 0.045
1474 | 71.3213 | 0.063 | 418.0374 | 0.045
1475 | 71.2896 | 0.063 | 418.4397 | 0.045
1476 | 71.258 | 0.063 | 418.8422 | 0.045
1477 | 71.2264 | 0.063 | 419.245 | 0.045
1478 | 71.1948 | 0.063 | 419.6479 | 0.045
1479 | 71.1632 | 0.063 | 420.0511 | 0.045
1480 | 71.1316 | 0.063 | 420.4545 | 0.045
1481 | 71.1001 | 0.063 | 420.8582 | 0.045
1482 | 71.0685 | 0.063 | 421.2621 | 0.045
1483 | 71.037 | 0.063 | 421.6662 | 0.045
1484 | 71.0055 | 0.063 | 422.0705 | 0.045
1485 | 70.974 | 0.063 | 422.4751 | 0.045
1486 | 70.9426 | 0.063 | 422.8799 | 0.045
1487 | 70.9111 | 0.063 | 423.2849 | 0.045
1488 | 70.8797 | 0.063 | 423.6902 | 0.045
1489 | 70.8483 | 0.063 | 424.0957 | 0.045
1490 | 70.8169 | 0.063 | 424.5014 | 0.045
1491 | 70.7855 | 0.063 | 424.9074 | 0.045
1492 | 70.7542 | 0.063 | 425.3136 | 0.045
1493 | 70.7228 | 0.063 | 425.72 | 0.045
1494 | 70.6915 | 0.063 | 426.1266 | 0.045
1495 | 70.6602 | 0.063 | 426.5335 | 0.045
1496 | 70.6289 | 0.063 | 426.9406 | 0.045
1497 | 70.5976 | 0.063 | 427.348 | 0.045
1498 | 70.5664 | 0.062 | 427.7556 | 0.045
1499 | 70.5351 | 0.062 | 428.1634 | 0.045
1500 | 70.5039 | 0.062 | 428.5714 | 0.045
1501 | 70.4727 | 0.062 | 428.9797 | 0.045
1502 | 70.4415 | 0.062 | 429.3882 | 0.045
1503 | 70.4104 | 0.062 | 429.797 | 0.045
1504 | 70.3792 | 0.062 | 430.2059 | 0.045
1505 | 70.3481 | 0.062 | 430.6152 | 0.045
1506 | 70.3169 | 0.062 | 431.0246 | 0.045
1507 | 70.2858 | 0.062 | 431.4343 | 0.045
1508 | 70.2548 | 0.062 | 431.8442 | 0.045
1509 | 70.2237 | 0.062 | 432.2544 | 0.045
1510 | 70.1926 | 0.062 | 432.6648 | 0.045
1511 | 70.1616 | 0.062 | 433.0754 | 0.045
1512 | 70.1306 | 0.062 | 433.4862 | 0.045
1513 | 70.0996 | 0.062 | 433.8973 | 0.045
1514 | 70.0686 | 0.062 | 434.3087 | 0.045
1515 | 70.0376 | 0.062 | 434.7202 | 0.045
1516 | 70.0067 | 0.062 | 435.132 | 0.045
1517 | 69.9757 | 0.062 | 435.5441 | 0.045
1518 | 69.9448 | 0.062 | 435.9563 | 0.045
1519 | 69.9139 | 0.062 | 436.3689 | 0.045
1520 | 69.883 | 0.062 | 436.7816 | 0.045
1521 | 69.8521 | 0.062 | 437.1946 | 0.045
1522 | 69.8213 | 0.062 | 437.6078 | 0.045
1523 | 69.7904 | 0.062 | 438.0213 | 0.045
1524 | 69.7596 | 0.062 | 438.435 | 0.045
1525 | 69.7288 | 0.062 | 438.8489 | 0.045
1526 | 69.698 | 0.062 | 439.2631 | 0.045
1527 | 69.6672 | 0.062 | 439.6775 | 0.045
1528 | 69.6365 | 0.062 | 440.0922 | 0.045
1529 | 69.6057 | 0.061 | 440.5071 | 0.045
1530 | 69.575 | 0.061 | 440.9222 | 0.045
1531 | 69.5443 | 0.061 | 441.3376 | 0.045
1532 | 69.5136 | 0.061 | 441.7532 | 0.045
1533 | 69.4829 | 0.061 | 442.169 | 0.045
1534 | 69.4523 | 0.061 | 442.5851 | 0.045
1535 | 69.4216 | 0.061 | 443.0014 | 0.045
1536 | 69.391 | 0.061 | 443.418 | 0.045
1537 | 69.3604 | 0.061 | 443.8348 | 0.045
1538 | 69.3298 | 0.061 | 444.2519 | 0.045
1539 | 69.2992 | 0.061 | 444.6692 | 0.045
1540 | 69.2686 | 0.061 | 445.0867 | 0.045
1541 | 69.2381 | 0.061 | 445.5045 | 0.045
1542 | 69.2075 | 0.061 | 445.9225 | 0.045
1543 | 69.177 | 0.061 | 446.3408 | 0.045
1544 | 69.1465 | 0.061 | 446.7593 | 0.045
1545 | 69.116 | 0.061 | 447.178 | 0.045
1546 | 69.0856 | 0.061 | 447.597 | 0.045
1547 | 69.0551 | 0.061 | 448.0162 | 0.045
1548 | 69.0247 | 0.061 | 448.4357 | 0.045
1549 | 68.9942 | 0.061 | 448.8554 | 0.045
1550 | 68.9638 | 0.061 | 449.2754 | 0.045
1551 | 68.9334 | 0.061 | 449.6956 | 0.045
1552 | 68.9031 | 0.061 | 450.116 | 0.045
1553 | 68.8727 | 0.061 | 450.5367 | 0.045
1554 | 68.8424 | 0.061 | 450.9576 | 0.045
1555 | 68.812 | 0.061 | 451.3788 | 0.045
1556 | 68.7817 | 0.061 | 451.8002 | 0.045
1557 | 68.7514 | 0.061 | 452.2219 | 0.045
1558 | 68.7211 | 0.061 | 452.6438 | 0.045
1559 | 68.6909 | 0.061 | 453.066 | 0.045
1560 | 68.6606 | 0.06 | 453.4884 | 0.045
1561 | 68.6304 | 0.06 | 453.911 | 0.045
1562 | 68.6001 | 0.06 | 454.3339 | 0.045
1563 | 68.5699 | 0.06 | 454.7571 | 0.045
1564 | 68.5397 | 0.06 | 455.1804 | 0.045
1565 | 68.5096 | 0.06 | 455.6041 | 0.045
1566 | 68.4794 | 0.06 | 456.028 | 0.045
1567 | 68.4493 | 0.06 | 456.4521 | 0.045
1568 | 68.4191 | 0.06 | 456.8765 | 0.045
1569 | 68.389 | 0.06 | 457.3011 | 0.045
1570 | 68.3589 | 0.06 | 457.7259 | 0.045
1571 | 68.3288 | 0.06 | 458.1511 | 0.045
1572 | 68.2987 | 0.06 | 458.5764 | 0.045
1573 | 68.2687 | 0.06 | 459.002 | 0.045
1574 | 68.2386 | 0.06 | 459.4279 | 0.045
1575 | 68.2086 | 0.06 | 459.854 | 0.045
1576 | 68.1786 | 0.06 | 460.2804 | 0.045
1577 | 68.1486 | 0.06 | 460.707 | 0.045
1578 | 68.1186 | 0.06 | 461.1338 | 0.045
1579 | 68.0887 | 0.06 | 461.5609 | 0.045
1580 | 68.0587 | 0.06 | 461.9883 | 0.045
1581 | 68.0288 | 0.06 | 462.4159 | 0.045
1582 | 67.9988 | 0.06 | 462.8438 | 0.045
1583 | 67.9689 | 0.06 | 463.2719 | 0.045
1584 | 67.939 | 0.06 | 463.7002 | 0.045
1585 | 67.9092 | 0.06 | 464.1288 | 0.045
1586 | 67.8793 | 0.06 | 464.5577 | 0.045
1587 | 67.8495 | 0.06 | 464.9868 | 0.045
1588 | 67.8196 | 0.06 | 465.4162 | 0.045
1589 | 67.7898 | 0.06 | 465.8458 | 0.045
1590 | 67.76 | 0.06 | 466.2757 | 0.045
1591 | 67.7302 | 0.06 | 466.7058 | 0.045
1592 | 67.7004 | 0.06 | 467.1362 | 0.045
1593 | 67.6707 | 0.06 | 467.5668 | 0.045
1594 | 67.6409 | 0.059 | 467.9977 | 0.045
1595 | 67.6112 | 0.059 | 468.4288 | 0.045
1596 | 67.5815 | 0.059 | 468.8602 | 0.045
1597 | 67.5518 | 0.059 | 469.2918 | 0.045
1598 | 67.5221 | 0.059 | 469.7237 | 0.045
1599 | 67.4924 | 0.059 | 470.1558 | 0.045
1600 | 67.4628 | 0.059 | 470.5882 | 0.045
1601 | 67.4331 | 0.059 | 471.0209 | 0.045
1602 | 67.4035 | 0.059 | 471.4538 | 0.045
1603 | 67.3739 | 0.059 | 471.887 | 0.045
1604 | 67.3443 | 0.059 | 472.3204 | 0.045
1605 | 67.3147 | 0.059 | 472.7541 | 0.045
1606 | 67.2851 | 0.059 | 473.188 | 0.045
1607 | 67.2555 | 0.059 | 473.6222 | 0.045
1608 | 67.226 | 0.059 | 474.0566 | 0.045
1609 | 67.1965 | 0.059 | 474.4913 | 0.045
1610 | 67.1669 | 0.059 | 474.9263 | 0.045
1611 | 67.1374 | 0.059 | 475.3615 | 0.045
1612 | 67.108 | 0.059 | 475.7969 | 0.045
1613 | 67.0785 | 0.059 | 476.2327 | 0.045
1614 | 67.049 | 0.059 | 476.6686 | 0.045
1615 | 67.0196 | 0.059 | 477.1049 | 0.045
1616 | 66.9901 | 0.059 | 477.5414 | 0.045
1617 | 66.9607 | 0.059 | 477.9781 | 0.045
1618 | 66.9313 | 0.059 | 478.4151 | 0.045
1619 | 66.9019 | 0.059 | 478.8524 | 0.045
1620 | 66.8725 | 0.059 | 479.2899 | 0.045
1621 | 66.8432 | 0.059 | 479.7277 | 0.045
1622 | 66.8138 | 0.059 | 480.1658 | 0.045
1623 | 66.7845 | 0.059 | 480.6041 | 0.045
1624 | 66.7552 | 0.059 | 481.0427 | 0.045
1625 | 66.7259 | 0.059 | 481.4815 | 0.045
1626 | 66.6966 | 0.059 | 481.9206 | 0.045
1627 | 66.6673 | 0.059 | 482.3599 | 0.045
1628 | 66.638 | 0.059 | 482.7995 | 0.045
1629 | 66.6088 | 0.058 | 483.2394 | 0.045
1630 | 66.5795 | 0.058 | 483.6795 | 0.045
1631 | 66.5503 | 0.058 | 484.1199 | 0.045
1632 | 66.5211 | 0.058 | 484.5606 | 0.045
1633 | 66.4919 | 0.058 | 485.0015 | 0.045
1634 | 66.4627 | 0.058 | 485.4427 | 0.045
1635 | 66.4336 | 0.058 | 485.8841 | 0.045
1636 | 66.4044 | 0.058 | 486.3258 | 0.045
1637 | 66.3753 | 0.058 | 486.7678 | 0.045
1638 | 66.3461 | 0.058 | 487.21 | 0.045
1639 | 66.317 | 0.058 | 487.6525 | 0.045
1640 | 66.2879 | 0.058 | 488.0952 | 0.045
1641 | 66.2588 | 0.058 | 488.5383 | 0.045
1642 | 66.2298 | 0.058 | 488.9815 | 0.045
1643 | 66.2007 | 0.058 | 489.4251 | 0.045
1644 | 66.1716 | 0.058 | 489.8689 | 0.045
1645 | 66.1426 | 0.058 | 490.313 | 0.045
1646 | 66.1136 | 0.058 | 490.7573 | 0.045
1647 | 66.0846 | 0.058 | 491.2019 | 0.045
1648 | 66.0556 | 0.058 | 491.6468 | 0.045
1649 | 66.0266 | 0.058 | 492.0919 | 0.045
1650 | 65.9976 | 0.058 | 492.5373 | 0.045
1651 | 65.9687 | 0.058 | 492.983 | 0.045
1652 | 65.9397 | 0.058 | 493.4289 | 0.045
1653 | 65.9108 | 0.058 | 493.8751 | 0.045
1654 | 65.8819 | 0.058 | 494.3216 | 0.045
1655 | 65.853 | 0.058 | 494.7683 | 0.045
1656 | 65.8241 | 0.058 | 495.2153 | 0.045
1657 | 65.7952 | 0.058 | 495.6626 | 0.045
1658 | 65.7664 | 0.058 | 496.1101 | 0.045
1659 | 65.7375 | 0.058 | 496.5579 | 0.045
1660 | 65.7087 | 0.058 | 497.006 | 0.045
1661 | 65.6799 | 0.058 | 497.4543 | 0.045
1662 | 65.651 | 0.058 | 497.9029 | 0.045
1663 | 65.6222 | 0.058 | 498.3518 | 0.045
1664 | 65.5935 | 0.058 | 498.801 | 0.045
1665 | 65.5647 | 0.058 | 499.2504 | 0.045
1666 | 65.5359 | 0.058 | 499.7001 | 0.045
1667 | 65.5072 | 0.057 | 500.15 | 0.045
1668 | 65.4785 | 0.057 | 500.6002 | 0.045
1669 | 65.4497 | 0.057 | 501.0507 | 0.045
1670 | 65.421 | 0.057 | 501.5015 | 0.045
1671 | 65.3923 | 0.057 | 501.9525 | 0.045
1672 | 65.3637 | 0.057 | 502.4038 | 0.045
1673 | 65.335 | 0.057 | 502.8554 | 0.045
1674 | 65.3063 | 0.057 | 503.3073 | 0.045
1675 | 65.2777 | 0.057 | 503.7594 | 0.045
1676 | 65.2491 | 0.057 | 504.2118 | 0.045
1677 | 65.2204 | 0.057 | 504.6645 | 0.045
1678 | 65.1918 | 0.057 | 505.1174 | 0.045
1679 | 65.1632 | 0.057 | 505.5706 | 0.045
1680 | 65.1347 | 0.057 | 506.0241 | 0.045
1681 | 65.1061 | 0.057 | 506.4779 | 0.045
1682 | 65.0776 | 0.057 | 506.9319 | 0.045
1683 | 65.049 | 0.057 | 507.3862 | 0.045
1684 | 65.0205 | 0.057 | 507.8408 | 0.045
1685 | 64.992 | 0.057 | 508.2956 | 0.045
1686 | 64.9635 | 0.057 | 508.7508 | 0.045
1687 | 64.935 | 0.057 | 509.2062 | 0.045
1688 | 64.9065 | 0.057 | 509.6618 | 0.045
1689 | 64.878 | 0.057 | 510.1178 | 0.045
1690 | 64.8496 | 0.057 | 510.574 | 0.045
1691 | 64.8211 | 0.057 | 511.0305 | 0.045
1692 | 64.7927 | 0.057 | 511.4873 | 0.045
1693 | 64.7643 | 0.057 | 511.9444 | 0.045
1694 | 64.7359 | 0.057 | 512.4017 | 0.045
1695 | 64.7075 | 0.057 | 512.8593 | 0.045
1696 | 64.6791 | 0.057 | 513.3172 | 0.045
1697 | 64.6508 | 0.057 | 513.7754 | 0.045
1698 | 64.6224 | 0.057 | 514.2338 | 0.045
1699 | 64.5941 | 0.057 | 514.6925 | 0.045
1700 | 64.5657 | 0.057 | 515.1515 | 0.045
1701 | 64.5374 | 0.057 | 515.6108 | 0.045
1702 | 64.5091 | 0.057 | 516.0703 | 0.045
1703 | 64.4808 | 0.057 | 516.5302 | 0.045
1704 | 64.4525 | 0.057 | 516.9903 | 0.045
1705 | 64.4243 | 0.057 | 517.4507 | 0.045
1706 | 64.396 | 0.056 | 517.9114 | 0.045
1707 | 64.3678 | 0.056 | 518.3723 | 0.045
1708 | 64.3395 | 0.056 | 518.8335 | 0.045
1709 | 64.3113 | 0.056 | 519.295 | 0.045
1710 | 64.2831 | 0.056 | 519.7568 | 0.045
1711 | 64.2549 | 0.056 | 520.2189 | 0.045
1712 | 64.2267 | 0.056 | 520.6813 | 0.045
1713 | 64.1986 | 0.056 | 521.1439 | 0.045
1714 | 64.1704 | 0.056 | 521.6068 | 0.045
1715 | 64.1422 | 0.056 | 522.07 | 0.045
1716 | 64.1141 | 0.056 | 522.5335 | 0.045
1717 | 64.086 | 0.056 | 522.9973 | 0.045
1718 | 64.0579 | 0.056 | 523.4613 | 0.045
1719 | 64.0298 | 0.056 | 523.9256 | 0.045
1720 | 64.0017 | 0.056 | 524.3902 | 0.045
1721 | 63.9736 | 0.056 | 524.8551 | 0.045
1722 | 63.9456 | 0.056 | 525.3203 | 0.045
1723 | 63.9175 | 0.056 | 525.7858 | 0.045
1724 | 63.8895 | 0.056 | 526.2515 | 0.045
1725 | 63.8614 | 0.056 | 526.7176 | 0.045
1726 | 63.8334 | 0.056 | 527.1839 | 0.045
1727 | 63.8054 | 0.056 | 527.6505 | 0.045
1728 | 63.7774 | 0.056 | 528.1174 | 0.045
1729 | 63.7494 | 0.056 | 528.5845 | 0.045
1730 | 63.7215 | 0.056 | 529.052 | 0.045
1731 | 63.6935 | 0.056 | 529.5197 | 0.045
1732 | 63.6656 | 0.056 | 529.9878 | 0.045
1733 | 63.6376 | 0.056 | 530.4561 | 0.045
1734 | 63.6097 | 0.056 | 530.9247 | 0.045
1735 | 63.5818 | 0.056 | 531.3936 | 0.045
1736 | 63.5539 | 0.056 | 531.8627 | 0.045
1737 | 63.526 | 0.056 | 532.3322 | 0.045
1738 | 63.4981 | 0.056 | 532.802 | 0.045
1739 | 63.4703 | 0.056 | 533.272 | 0.045
1740 | 63.4424 | 0.056 | 533.7423 | 0.045
1741 | 63.4146 | 0.056 | 534.2129 | 0.045
1742 | 63.3867 | 0.056 | 534.6839 | 0.045
1743 | 63.3589 | 0.056 | 535.1551 | 0.045
1744 | 63.3311 | 0.056 | 535.6265 | 0.045
1745 | 63.3033 | 0.056 | 536.0983 | 0.045
1746 | 63.2755 | 0.056 | 536.5704 | 0.045
1747 | 63.2478 | 0.056 | 537.0427 | 0.045
1748 | 63.22 | 0.056 | 537.5154 | 0.045
1749 | 63.1922 | 0.055 | 537.9883 | 0.045
1750 | 63.1645 | 0.055 | 538.4615 | 0.045
1751 | 63.1368 | 0.055 | 538.9351 | 0.045
1752 | 63.1091 | 0.055 | 539.4089 | 0.045
1753 | 63.0814 | 0.055 | 539.883 | 0.045
1754 | 63.0537 | 0.055 | 540.3574 | 0.045
1755 | 63.026 | 0.055 | 540.832 | 0.045
1756 | 62.9983 | 0.055 | 541.307 | 0.045
1757 | 62.9707 | 0.055 | 541.7823 | 0.045
1758 | 62.943 | 0.055 | 542.2579 | 0.045
1759 | 62.9154 | 0.055 | 542.7337 | 0.045
1760 | 62.8877 | 0.055 | 543.2099 | 0.045
1761 | 62.8601 | 0.055 | 543.6863 | 0.045
1762 | 62.8325 | 0.055 | 544.1631 | 0.045
1763 | 62.8049 | 0.055 | 544.6401 | 0.045
1764 | 62.7773 | 0.055 | 545.1174 | 0.045
1765 | 62.7498 | 0.055 | 545.5951 | 0.045
1766 | 62.7222 | 0.055 | 546.073 | 0.045
1767 | 62.6947 | 0.055 | 546.5512 | 0.045
1768 | 62.6671 | 0.055 | 547.0297 | 0.045
1769 | 62.6396 | 0.055 | 547.5085 | 0.045
1770 | 62.6121 | 0.055 | 547.9876 | 0.045
1771 | 62.5846 | 0.055 | 548.467 | 0.045
1772 | 62.5571 | 0.055 | 548.9467 | 0.045
1773 | 62.5296 | 0.055 | 549.4267 | 0.045
1774 | 62.5021 | 0.055 | 549.907 | 0.045
1775 | 62.4747 | 0.055 | 550.3876 | 0.045
1776 | 62.4472 | 0.055 | 550.8685 | 0.045
1777 | 62.4198 | 0.055 | 551.3497 | 0.045
1778 | 62.3924 | 0.055 | 551.8312 | 0.045
1779 | 62.3649 | 0.055 | 552.3129 | 0.045
1780 | 62.3375 | 0.055 | 552.795 | 0.045
1781 | 62.3101 | 0.055 | 553.2774 | 0.045
1782 | 62.2828 | 0.055 | 553.7601 | 0.045
1783 | 62.2554 | 0.055 | 554.2431 | 0.045
1784 | 62.228 | 0.055 | 554.7264 | 0.045
1785 | 62.2007 | 0.055 | 555.21 | 0.045
1786 | 62.1733 | 0.055 | 555.6938 | 0.045
1787 | 62.146 | 0.055 | 556.178 | 0.045
1788 | 62.1187 | 0.055 | 556.6625 | 0.045
1789 | 62.0914 | 0.055 | 557.1473 | 0.045
1790 | 62.0641 | 0.055 | 557.6324 | 0.045
1791 | 62.0368 | 0.055 | 558.1178 | 0.045
1792 | 62.0095 | 0.055 | 558.6035 | 0.045
1793 | 61.9822 | 0.055 | 559.0895 | 0.045
1794 | 61.955 | 0.055 | 559.5758 | 0.045
1795 | 61.9277 | 0.054 | 560.0624 | 0.045
1796 | 61.9005 | 0.054 | 560.5493 | 0.045
1797 | 61.8733 | 0.054 | 561.0365 | 0.045
1798 | 61.8461 | 0.054 | 561.524 | 0.045
1799 | 61.8189 | 0.054 | 562.0119 | 0.045
1800 | 61.7917 | 0.054 | 562.5 | 0.045
1801 | 61.7645 | 0.054 | 562.9884 | 0.045
1802 | 61.7373 | 0.054 | 563.4772 | 0.045
1803 | 61.7102 | 0.054 | 563.9662 | 0.045
1804 | 61.683 | 0.054 | 564.4556 | 0.045
1805 | 61.6559 | 0.054 | 564.9452 | 0.045
1806 | 61.6287 | 0.054 | 565.4352 | 0.045
1807 | 61.6016 | 0.054 | 565.9255 | 0.045
1808 | 61.5745 | 0.054 | 566.416 | 0.045
1809 | 61.5474 | 0.054 | 566.9069 | 0.045
1810 | 61.5203 | 0.054 | 567.3981 | 0.045
1811 | 61.4932 | 0.054 | 567.8896 | 0.045
1812 | 61.4662 | 0.054 | 568.3814 | 0.045
1813 | 61.4391 | 0.054 | 568.8735 | 0.045
1814 | 61.4121 | 0.054 | 569.366 | 0.045
1815 | 61.385 | 0.054 | 569.8587 | 0.045
1816 | 61.358 | 0.054 | 570.3518 | 0.045
1817 | 61.331 | 0.054 | 570.8451 | 0.045
1818 | 61.304 | 0.054 | 571.3388 | 0.045
1819 | 61.277 | 0.054 | 571.8328 | 0.045
1820 | 61.25 | 0.054 | 572.327 | 0.045
1821 | 61.223 | 0.054 | 572.8216 | 0.045
1822 | 61.196 | 0.054 | 573.3166 | 0.045
1823 | 61.1691 | 0.054 | 573.8118 | 0.045
1824 | 61.1421 | 0.054 | 574.3073 | 0.045
1825 | 61.1152 | 0.054 | 574.8031 | 0.045
1826 | 61.0883 | 0.054 | 575.2993 | 0.045
1827 | 61.0614 | 0.054 | 575.7958 | 0.045
1828 | 61.0345 | 0.054 | 576.2926 | 0.045
1829 | 61.0076 | 0.054 | 576.7897 | 0.045
1830 | 60.9807 | 0.054 | 577.2871 | 0.045
1831 | 60.9538 | 0.054 | 577.7848 | 0.045
1832 | 60.9269 | 0.054 | 578.2828 | 0.045
1833 | 60.9001 | 0.054 | 578.7812 | 0.045
1834 | 60.8732 | 0.054 | 579.2798 | 0.045
1835 | 60.8464 | 0.054 | 579.7788 | 0.045
1836 | 60.8196 | 0.054 | 580.2781 | 0.045
1837 | 60.7928 | 0.054 | 580.7777 | 0.045
1838 | 60.766 | 0.054 | 581.2777 | 0.045
1839 | 60.7392 | 0.054 | 581.7779 | 0.045
1840 | 60.7124 | 0.054 | 582.2785 | 0.045
1841 | 60.6856 | 0.054 | 582.7794 | 0.045
1842 | 60.6588 | 0.054 | 583.2806 | 0.045
1843 | 60.6321 | 0.054 | 583.7821 | 0.045
1844 | 60.6053 | 0.053 | 584.2839 | 0.045
1845 | 60.5786 | 0.053 | 584.7861 | 0.045
1846 | 60.5519 | 0.053 | 585.2885 | 0.045
1847 | 60.5252 | 0.053 | 585.7913 | 0.045
1848 | 60.4985 | 0.053 | 586.2944 | 0.045
1849 | 60.4718 | 0.053 | 586.7978 | 0.045
1850 | 60.4451 | 0.053 | 587.3016 | 0.045
1851 | 60.4184 | 0.053 | 587.8057 | 0.045
1852 | 60.3917 | 0.053 | 588.31 | 0.045
1853 | 60.3651 | 0.053 | 588.8147 | 0.045
1854 | 60.3384 | 0.053 | 589.3198 | 0.045
1855 | 60.3118 | 0.053 | 589.8251 | 0.045
1856 | 60.2851 | 0.053 | 590.3308 | 0.045
1857 | 60.2585 | 0.053 | 590.8368 | 0.045
1858 | 60.2319 | 0.053 | 591.3431 | 0.045
1859 | 60.2053 | 0.053 | 591.8497 | 0.045
1860 | 60.1787 | 0.053 | 592.3567 | 0.045
1861 | 60.1521 | 0.053 | 592.864 | 0.045
1862 | 60.1256 | 0.053 | 593.3716 | 0.045
1863 | 60.099 | 0.053 | 593.8795 | 0.045
1864 | 60.0725 | 0.053 | 594.3878 | 0.045
1865 | 60.0459 | 0.053 | 594.8963 | 0.045
1866 | 60.0194 | 0.053 | 595.4052 | 0.045
1867 | 59.9928 | 0.053 | 595.9145 | 0.045
1868 | 59.9663 | 0.053 | 596.424 | 0.045
1869 | 59.9398 | 0.053 | 596.9339 | 0.045
1870 | 59.9133 | 0.053 | 597.4441 | 0.045
1871 | 59.8868 | 0.053 | 597.9546 | 0.045
1872 | 59.8604 | 0.053 | 598.4655 | 0.045
1873 | 59.8339 | 0.053 | 598.9767 | 0.045
1874 | 59.8074 | 0.053 | 599.4882 | 0.045
1875 | 59.781 | 0.053 | 600 | 0.045
1876 | 59.7545 | 0.053 | 600.5122 | 0.045
1877 | 59.7281 | 0.053 | 601.0247 | 0.045
1878 | 59.7017 | 0.053 | 601.5375 | 0.045
1879 | 59.6753 | 0.053 | 602.0506 | 0.045
1880 | 59.6489 | 0.053 | 602.5641 | 0.045
1881 | 59.6225 | 0.053 | 603.0779 | 0.045
1882 | 59.5961 | 0.053 | 603.592 | 0.045
1883 | 59.5697 | 0.053 | 604.1065 | 0.045
1884 | 59.5434 | 0.053 | 604.6213 | 0.045
1885 | 59.517 | 0.053 | 605.1364 | 0.045
1886 | 59.4907 | 0.053 | 605.6519 | 0.045
1887 | 59.4643 | 0.053 | 606.1677 | 0.045
1888 | 59.438 | 0.053 | 606.6838 | 0.045
1889 | 59.4117 | 0.053 | 607.2003 | 0.045
1890 | 59.3854 | 0.053 | 607.717 | 0.045
1891 | 59.3591 | 0.053 | 608.2342 | 0.045
1892 | 59.3328 | 0.053 | 608.7516 | 0.045
1893 | 59.3065 | 0.053 | 609.2694 | 0.045
1894 | 59.2802 | 0.053 | 609.7875 | 0.045
1895 | 59.2539 | 0.053 | 610.306 | 0.045
1896 | 59.2277 | 0.053 | 610.8247 | 0.045
1897 | 59.2014 | 0.052 | 611.3439 | 0.045
1898 | 59.1752 | 0.052 | 611.8633 | 0.045
1899 | 59.149 | 0.052 | 612.3831 | 0.045
1900 | 59.1227 | 0.052 | 612.9032 | 0.045
1901 | 59.0965 | 0.052 | 613.4237 | 0.045
1902 | 59.0703 | 0.052 | 613.9445 | 0.045
1903 | 59.0441 | 0.052 | 614.4656 | 0.045
1904 | 59.018 | 0.052 | 614.9871 | 0.045
1905 | 58.9918 | 0.052 | 615.5089 | 0.045
1906 | 58.9656 | 0.052 | 616.031 | 0.045
1907 | 58.9394 | 0.052 | 616.5535 | 0.045
1908 | 58.9133 | 0.052 | 617.0763 | 0.045
1909 | 58.8872 | 0.052 | 617.5995 | 0.045
1910 | 58.861 | 0.052 | 618.123 | 0.045
1911 | 58.8349 | 0.052 | 618.6468 | 0.045
1912 | 58.8088 | 0.052 | 619.171 | 0.045
1913 | 58.7827 | 0.052 | 619.6955 | 0.045
1914 | 58.7566 | 0.052 | 620.2203 | 0.045
1915 | 58.7305 | 0.052 | 620.7455 | 0.045
1916 | 58.7044 | 0.052 | 621.2711 | 0.045
1917 | 58.6784 | 0.052 | 621.797 | 0.045
1918 | 58.6523 | 0.052 | 622.3232 | 0.045
1919 | 58.6262 | 0.052 | 622.8497 | 0.045
1920 | 58.6002 | 0.052 | 623.3766 | 0.045
1921 | 58.5742 | 0.052 | 623.9039 | 0.045
1922 | 58.5481 | 0.052 | 624.4314 | 0.045
1923 | 58.5221 | 0.052 | 624.9594 | 0.045
1924 | 58.4961 | 0.052 | 625.4876 | 0.045
1925 | 58.4701 | 0.052 | 626.0163 | 0.045
1926 | 58.4441 | 0.052 | 626.5452 | 0.045
1927 | 58.4181 | 0.052 | 627.0745 | 0.045
1928 | 58.3922 | 0.052 | 627.6042 | 0.045
1929 | 58.3662 | 0.052 | 628.1342 | 0.045
1930 | 58.3402 | 0.052 | 628.6645 | 0.045
1931 | 58.3143 | 0.052 | 629.1952 | 0.045
1932 | 58.2883 | 0.052 | 629.7262 | 0.045
1933 | 58.2624 | 0.052 | 630.2576 | 0.045
1934 | 58.2365 | 0.052 | 630.7893 | 0.045
1935 | 58.2106 | 0.052 | 631.3214 | 0.045
1936 | 58.1847 | 0.052 | 631.8538 | 0.045
1937 | 58.1588 | 0.052 | 632.3865 | 0.045
1938 | 58.1329 | 0.052 | 632.9197 | 0.045
1939 | 58.107 | 0.052 | 633.4531 | 0.045
1940 | 58.0811 | 0.052 | 633.9869 | 0.045
1941 | 58.0553 | 0.052 | 634.5211 | 0.045
1942 | 58.0294 | 0.052 | 635.0556 | 0.045
1943 | 58.0036 | 0.052 | 635.5904 | 0.045
1944 | 57.9777 | 0.052 | 636.1257 | 0.045
1945 | 57.9519 | 0.052 | 636.6612 | 0.045
1946 | 57.9261 | 0.052 | 637.1971 | 0.045
1947 | 57.9003 | 0.052 | 637.7334 | 0.045
1948 | 57.8744 | 0.052 | 638.27 | 0.045
1949 | 57.8487 | 0.052 | 638.8069 | 0.045
1950 | 57.8229 | 0.052 | 639.3443 | 0.045
1951 | 57.7971 | 0.052 | 639.8819 | 0.045
1952 | 57.7713 | 0.052 | 640.4199 | 0.045
1953 | 57.7455 | 0.052 | 640.9583 | 0.045
1954 | 57.7198 | 0.052 | 641.497 | 0.045
1955 | 57.694 | 0.051 | 642.0361 | 0.045
1956 | 57.6683 | 0.051 | 642.5756 | 0.045
1957 | 57.6426 | 0.051 | 643.1153 | 0.045
1958 | 57.6168 | 0.051 | 643.6555 | 0.045
1959 | 57.5911 | 0.051 | 644.196 | 0.045
1960 | 57.5654 | 0.051 | 644.7368 | 0.045
1961 | 57.5397 | 0.051 | 645.2781 | 0.045
1962 | 57.514 | 0.051 | 645.8196 | 0.045
1963 | 57.4884 | 0.051 | 646.3615 | 0.045
1964 | 57.4627 | 0.051 | 646.9038 | 0.045
1965 | 57.437 | 0.051 | 647.4465 | 0.045
1966 | 57.4114 | 0.051 | 647.9895 | 0.045
1967 | 57.3857 | 0.051 | 648.5328 | 0.045
1968 | 57.3601 | 0.051 | 649.0765 | 0.045
1969 | 57.3344 | 0.051 | 649.6206 | 0.045
1970 | 57.3088 | 0.051 | 650.165 | 0.045
1971 | 57.2832 | 0.051 | 650.7098 | 0.045
1972 | 57.2576 | 0.051 | 651.255 | 0.045
1973 | 57.232 | 0.051 | 651.8005 | 0.045
1974 | 57.2064 | 0.051 | 652.3463 | 0.045
1975 | 57.1808 | 0.051 | 652.8926 | 0.045
1976 | 57.1552 | 0.051 | 653.4392 | 0.045
1977 | 57.1297 | 0.051 | 653.9861 | 0.045
1978 | 57.1041 | 0.051 | 654.5334 | 0.045
1979 | 57.0785 | 0.051 | 655.0811 | 0.045
1980 | 57.053 | 0.051 | 655.6291 | 0.045
1981 | 57.0275 | 0.051 | 656.1775 | 0.045
1982 | 57.0019 | 0.051 | 656.7263 | 0.045
1983 | 56.9764 | 0.051 | 657.2754 | 0.045
1984 | 56.9509 | 0.051 | 657.8249 | 0.045
1985 | 56.9254 | 0.051 | 658.3748 | 0.045
1986 | 56.8999 | 0.051 | 658.925 | 0.045
1987 | 56.8744 | 0.051 | 659.4756 | 0.045
1988 | 56.8489 | 0.051 | 660.0266 | 0.045
1989 | 56.8234 | 0.051 | 660.5779 | 0.045
1990 | 56.798 | 0.051 | 661.1296 | 0.045
1991 | 56.7725 | 0.051 | 661.6816 | 0.045
1992 | 56.7471 | 0.051 | 662.234 | 0.045
1993 | 56.7216 | 0.051 | 662.7868 | 0.045
1994 | 56.6962 | 0.051 | 663.34 | 0.045
1995 | 56.6707 | 0.051 | 663.8935 | 0.045
1996 | 56.6453 | 0.051 | 664.4474 | 0.045
1997 | 56.6199 | 0.051 | 665.0017 | 0.045
1998 | 56.5945 | 0.051 | 665.5563 | 0.045
1999 | 56.5691 | 0.051 | 666.1113 | 0.045
2000 | 56.5437 | 0.051 | 666.6667 | 0.045
2001 | 56.5183 | 0.051 | 667.2224 | 0.045
2002 | 56.493 | 0.051 | 667.7785 | 0.045
2003 | 56.4676 | 0.051 | 668.335 | 0.045
2004 | 56.4422 | 0.051 | 668.8919 | 0.045
2005 | 56.4169 | 0.051 | 669.4491 | 0.045
2006 | 56.3915 | 0.051 | 670.0067 | 0.045
2007 | 56.3662 | 0.051 | 670.5647 | 0.045
2008 | 56.3409 | 0.051 | 671.123 | 0.045
2009 | 56.3156 | 0.051 | 671.6817 | 0.045
2010 | 56.2902 | 0.051 | 672.2408 | 0.045
2011 | 56.2649 | 0.051 | 672.8003 | 0.045
2012 | 56.2396 | 0.051 | 673.3601 | 0.045
2013 | 56.2143 | 0.051 | 673.9203 | 0.045
2014 | 56.1891 | 0.051 | 674.4809 | 0.045
2015 | 56.1638 | 0.051 | 675.0419 | 0.045
2016 | 56.1385 | 0.051 | 675.6032 | 0.045
2017 | 56.1132 | 0.051 | 676.1649 | 0.045
2018 | 56.088 | 0.051 | 676.727 | 0.045
2019 | 56.0627 | 0.05 | 677.2895 | 0.045
2020 | 56.0375 | 0.05 | 677.8523 | 0.045
2021 | 56.0123 | 0.05 | 678.4156 | 0.045
2022 | 55.9871 | 0.05 | 678.9792 | 0.045
2023 | 55.9618 | 0.05 | 679.5432 | 0.045
2024 | 55.9366 | 0.05 | 680.1075 | 0.045
2025 | 55.9114 | 0.05 | 680.6723 | 0.045
2026 | 55.8862 | 0.05 | 681.2374 | 0.045
2027 | 55.861 | 0.05 | 681.8029 | 0.045
2028 | 55.8359 | 0.05 | 682.3688 | 0.045
2029 | 55.8107 | 0.05 | 682.935 | 0.045
2030 | 55.7855 | 0.05 | 683.5017 | 0.045
2031 | 55.7604 | 0.05 | 684.0687 | 0.045
2032 | 55.7352 | 0.05 | 684.6361 | 0.045
2033 | 55.7101 | 0.05 | 685.2039 | 0.045
2034 | 55.6849 | 0.05 | 685.7721 | 0.045
2035 | 55.6598 | 0.05 | 686.3406 | 0.045
2036 | 55.6347 | 0.05 | 686.9096 | 0.045
2037 | 55.6096 | 0.05 | 687.4789 | 0.045
2038 | 55.5845 | 0.05 | 688.0486 | 0.045
2039 | 55.5594 | 0.05 | 688.6187 | 0.045
2040 | 55.5343 | 0.05 | 689.1892 | 0.045
2041 | 55.5092 | 0.05 | 689.7601 | 0.045
2042 | 55.4841 | 0.05 | 690.3313 | 0.045
2043 | 55.459 | 0.05 | 690.9029 | 0.045
2044 | 55.434 | 0.05 | 691.475 | 0.045
2045 | 55.4089 | 0.05 | 692.0474 | 0.045
2046 | 55.3839 | 0.05 | 692.6202 | 0.045
2047 | 55.3588 | 0.05 | 693.1934 | 0.045
2048 | 55.3338 | 0.05 | 693.7669 | 0.045
2049 | 55.3087 | 0.05 | 694.3409 | 0.045
2050 | 55.2837 | 0.05 | 694.9153 | 0.045
2051 | 55.2587 | 0.05 | 695.49 | 0.045
2052 | 55.2337 | 0.05 | 696.0651 | 0.045
2053 | 55.2087 | 0.05 | 696.6407 | 0.045
2054 | 55.1837 | 0.05 | 697.2166 | 0.045
2055 | 55.1587 | 0.05 | 697.7929 | 0.045
2056 | 55.1337 | 0.05 | 698.3696 | 0.045
2057 | 55.1088 | 0.05 | 698.9467 | 0.045
2058 | 55.0838 | 0.05 | 699.5241 | 0.045
2059 | 55.0588 | 0.05 | 700.102 | 0.045
2060 | 55.0339 | 0.05 | 700.6803 | 0.045
2061 | 55.0089 | 0.05 | 701.2589 | 0.045
2062 | 54.984 | 0.05 | 701.838 | 0.045
2063 | 54.9591 | 0.05 | 702.4174 | 0.045
2064 | 54.9341 | 0.05 | 702.9973 | 0.045
2065 | 54.9092 | 0.05 | 703.5775 | 0.045
2066 | 54.8843 | 0.05 | 704.1581 | 0.045
2067 | 54.8594 | 0.05 | 704.7392 | 0.045
2068 | 54.8345 | 0.05 | 705.3206 | 0.045
2069 | 54.8096 | 0.05 | 705.9024 | 0.045
2070 | 54.7847 | 0.05 | 706.4846 | 0.045
2071 | 54.7599 | 0.05 | 707.0673 | 0.045
2072 | 54.735 | 0.05 | 707.6503 | 0.045
2073 | 54.7101 | 0.05 | 708.2337 | 0.045
2074 | 54.6853 | 0.05 | 708.8175 | 0.045
2075 | 54.6604 | 0.05 | 709.4017 | 0.045
2076 | 54.6356 | 0.05 | 709.9863 | 0.045
2077 | 54.6108 | 0.05 | 710.5713 | 0.045
2078 | 54.5859 | 0.05 | 711.1567 | 0.045
2079 | 54.5611 | 0.05 | 711.7426 | 0.045
2080 | 54.5363 | 0.05 | 712.3288 | 0.045
2081 | 54.5115 | 0.05 | 712.9154 | 0.045
2082 | 54.4867 | 0.05 | 713.5024 | 0.045
2083 | 54.4619 | 0.05 | 714.0898 | 0.045
2084 | 54.4371 | 0.05 | 714.6776 | 0.045
2085 | 54.4123 | 0.05 | 715.2659 | 0.045
2086 | 54.3875 | 0.05 | 715.8545 | 0.045
2087 | 54.3628 | 0.05 | 716.4435 | 0.045
2088 | 54.338 | 0.05 | 717.033 | 0.045
2089 | 54.3133 | 0.05 | 717.6228 | 0.045
2090 | 54.2885 | 0.049 | 718.2131 | 0.045
2091 | 54.2638 | 0.049 | 718.8037 | 0.045
2092 | 54.239 | 0.049 | 719.3948 | 0.045
2093 | 54.2143 | 0.049 | 719.9862 | 0.045
2094 | 54.1896 | 0.049 | 720.5781 | 0.045
2095 | 54.1649 | 0.049 | 721.1704 | 0.045
2096 | 54.1401 | 0.049 | 721.7631 | 0.045
2097 | 54.1154 | 0.049 | 722.3562 | 0.045
2098 | 54.0907 | 0.049 | 722.9497 | 0.045
2099 | 54.0661 | 0.049 | 723.5436 | 0.045
2100 | 54.0414 | 0.049 | 724.1379 | 0.045
2101 | 54.0167 | 0.049 | 724.7327 | 0.045
2102 | 53.992 | 0.049 | 725.3278 | 0.045
2103 | 53.9674 | 0.049 | 725.9234 | 0.045
2104 | 53.9427 | 0.049 | 726.5193 | 0.045
2105 | 53.9181 | 0.049 | 727.1157 | 0.045
2106 | 53.8934 | 0.049 | 727.7125 | 0.045
2107 | 53.8688 | 0.049 | 728.3097 | 0.045
2108 | 53.8441 | 0.049 | 728.9073 | 0.045
2109 | 53.8195 | 0.049 | 729.5054 | 0.045
2110 | 53.7949 | 0.049 | 730.1038 | 0.045
2111 | 53.7703 | 0.049 | 730.7027 | 0.045
2112 | 53.7457 | 0.049 | 731.3019 | 0.045
2113 | 53.7211 | 0.049 | 731.9016 | 0.045
2114 | 53.6965 | 0.049 | 732.5017 | 0.045
2115 | 53.6719 | 0.049 | 733.1023 | 0.045
2116 | 53.6473 | 0.049 | 733.7032 | 0.045
2117 | 53.6227 | 0.049 | 734.3045 | 0.045
2118 | 53.5982 | 0.049 | 734.9063 | 0.045
2119 | 53.5736 | 0.049 | 735.5085 | 0.045
2120 | 53.5491 | 0.049 | 736.1111 | 0.045
2121 | 53.5245 | 0.049 | 736.7141 | 0.045
2122 | 53.5 | 0.049 | 737.3176 | 0.045
2123 | 53.4754 | 0.049 | 737.9214 | 0.045
2124 | 53.4509 | 0.049 | 738.5257 | 0.045
2125 | 53.4264 | 0.049 | 739.1304 | 0.045
2126 | 53.4019 | 0.049 | 739.7356 | 0.045
2127 | 53.3774 | 0.049 | 740.3411 | 0.045
2128 | 53.3528 | 0.049 | 740.9471 | 0.045
2129 | 53.3283 | 0.049 | 741.5535 | 0.045
2130 | 53.3039 | 0.049 | 742.1603 | 0.045
2131 | 53.2794 | 0.049 | 742.7675 | 0.045
2132 | 53.2549 | 0.049 | 743.3752 | 0.045
2133 | 53.2304 | 0.049 | 743.9833 | 0.045
2134 | 53.2059 | 0.049 | 744.5918 | 0.045
2135 | 53.1815 | 0.049 | 745.2007 | 0.045
2136 | 53.157 | 0.049 | 745.8101 | 0.045
2137 | 53.1326 | 0.049 | 746.4198 | 0.045
2138 | 53.1081 | 0.049 | 747.03 | 0.045
2139 | 53.0837 | 0.049 | 747.6407 | 0.045
2140 | 53.0593 | 0.049 | 748.2517 | 0.045
2141 | 53.0348 | 0.049 | 748.8632 | 0.045
2142 | 53.0104 | 0.049 | 749.4752 | 0.045
2143 | 52.986 | 0.049 | 750.0875 | 0.045
2144 | 52.9616 | 0.049 | 750.7003 | 0.045
2145 | 52.9372 | 0.049 | 751.3135 | 0.045
2146 | 52.9128 | 0.049 | 751.9271 | 0.045
2147 | 52.8884 | 0.049 | 752.5412 | 0.045
2148 | 52.864 | 0.049 | 753.1557 | 0.045
2149 | 52.8396 | 0.049 | 753.7706 | 0.045
2150 | 52.8153 | 0.049 | 754.386 | 0.045
2151 | 52.7909 | 0.049 | 755.0018 | 0.045
2152 | 52.7666 | 0.049 | 755.618 | 0.045
2153 | 52.7422 | 0.049 | 756.2346 | 0.045
2154 | 52.7178 | 0.049 | 756.8517 | 0.045
2155 | 52.6935 | 0.049 | 757.4692 | 0.045
2156 | 52.6692 | 0.049 | 758.0872 | 0.045
2157 | 52.6448 | 0.049 | 758.7056 | 0.045
2158 | 52.6205 | 0.049 | 759.3244 | 0.045
2159 | 52.5962 | 0.049 | 759.9437 | 0.045
2160 | 52.5719 | 0.049 | 760.5634 | 0.045
2161 | 52.5476 | 0.049 | 761.1835 | 0.045
2162 | 52.5233 | 0.049 | 761.8041 | 0.045
2163 | 52.499 | 0.049 | 762.4251 | 0.045
2164 | 52.4747 | 0.049 | 763.0465 | 0.045
2165 | 52.4504 | 0.049 | 763.6684 | 0.045
2166 | 52.4261 | 0.049 | 764.2908 | 0.045
2167 | 52.4019 | 0.049 | 764.9135 | 0.045
2168 | 52.3776 | 0.049 | 765.5367 | 0.045
2169 | 52.3533 | 0.049 | 766.1604 | 0.045
2170 | 52.3291 | 0.049 | 766.7845 | 0.045
2171 | 52.3048 | 0.048 | 767.409 | 0.045
2172 | 52.2806 | 0.048 | 768.0339 | 0.045
2173 | 52.2564 | 0.048 | 768.6594 | 0.045
2174 | 52.2321 | 0.048 | 769.2852 | 0.045
2175 | 52.2079 | 0.048 | 769.9115 | 0.045
2176 | 52.1837 | 0.048 | 770.5382 | 0.045
2177 | 52.1595 | 0.048 | 771.1654 | 0.045
2178 | 52.1353 | 0.048 | 771.7931 | 0.045
2179 | 52.1111 | 0.048 | 772.4211 | 0.045
2180 | 52.0869 | 0.048 | 773.0496 | 0.045
2181 | 52.0627 | 0.048 | 773.6786 | 0.045
2182 | 52.0385 | 0.048 | 774.308 | 0.045
2183 | 52.0143 | 0.048 | 774.9379 | 0.045
2184 | 51.9901 | 0.048 | 775.5682 | 0.045
2185 | 51.966 | 0.048 | 776.1989 | 0.045
2186 | 51.9418 | 0.048 | 776.8301 | 0.045
2187 | 51.9176 | 0.048 | 777.4618 | 0.045
2188 | 51.8935 | 0.048 | 778.0939 | 0.045
2189 | 51.8693 | 0.048 | 778.7264 | 0.045
2190 | 51.8452 | 0.048 | 779.3594 | 0.045
2191 | 51.8211 | 0.048 | 779.9929 | 0.045
2192 | 51.7969 | 0.048 | 780.6268 | 0.045
2193 | 51.7728 | 0.048 | 781.2611 | 0.045
2194 | 51.7487 | 0.048 | 781.8959 | 0.045
2195 | 51.7246 | 0.048 | 782.5312 | 0.045
2196 | 51.7005 | 0.048 | 783.1669 | 0.045
2197 | 51.6764 | 0.048 | 783.8031 | 0.045
2198 | 51.6523 | 0.048 | 784.4397 | 0.045
2199 | 51.6282 | 0.048 | 785.0768 | 0.045
2200 | 51.6041 | 0.048 | 785.7143 | 0.045
2201 | 51.58 | 0.048 | 786.3523 | 0.045
2202 | 51.5559 | 0.048 | 786.9907 | 0.045
2203 | 51.5319 | 0.048 | 787.6296 | 0.045
2204 | 51.5078 | 0.048 | 788.269 | 0.045
2205 | 51.4837 | 0.048 | 788.9088 | 0.045
2206 | 51.4597 | 0.048 | 789.549 | 0.045
2207 | 51.4356 | 0.048 | 790.1898 | 0.045
2208 | 51.4116 | 0.048 | 790.8309 | 0.045
2209 | 51.3876 | 0.048 | 791.4726 | 0.045
2210 | 51.3635 | 0.048 | 792.1147 | 0.045
2211 | 51.3395 | 0.048 | 792.7573 | 0.045
2212 | 51.3155 | 0.048 | 793.4003 | 0.045
2213 | 51.2915 | 0.048 | 794.0438 | 0.045
2214 | 51.2675 | 0.048 | 794.6877 | 0.045
2215 | 51.2435 | 0.048 | 795.3321 | 0.045
2216 | 51.2195 | 0.048 | 795.977 | 0.045
2217 | 51.1955 | 0.048 | 796.6223 | 0.045
2218 | 51.1715 | 0.048 | 797.2682 | 0.045
2219 | 51.1475 | 0.048 | 797.9144 | 0.045
2220 | 51.1235 | 0.048 | 798.5612 | 0.045
2221 | 51.0995 | 0.048 | 799.2083 | 0.045
2222 | 51.0756 | 0.048 | 799.856 | 0.045
2223 | 51.0516 | 0.048 | 800.5041 | 0.045
2224 | 51.0276 | 0.048 | 801.1527 | 0.045
2225 | 51.0037 | 0.048 | 801.8018 | 0.045
2226 | 50.9797 | 0.048 | 802.4513 | 0.045
2227 | 50.9558 | 0.048 | 803.1013 | 0.045
2228 | 50.9319 | 0.048 | 803.7518 | 0.045
2229 | 50.9079 | 0.048 | 804.4027 | 0.045
2230 | 50.884 | 0.048 | 805.0542 | 0.045
2231 | 50.8601 | 0.048 | 805.706 | 0.045
2232 | 50.8362 | 0.048 | 806.3584 | 0.045
2233 | 50.8123 | 0.048 | 807.0112 | 0.045
2234 | 50.7884 | 0.048 | 807.6645 | 0.045
2235 | 50.7645 | 0.048 | 808.3183 | 0.045
2236 | 50.7406 | 0.048 | 808.9725 | 0.045
2237 | 50.7167 | 0.048 | 809.6272 | 0.045
2238 | 50.6928 | 0.048 | 810.2824 | 0.045
2239 | 50.6689 | 0.048 | 810.9381 | 0.045
2240 | 50.645 | 0.048 | 811.5942 | 0.045
2241 | 50.6212 | 0.048 | 812.2508 | 0.045
2242 | 50.5973 | 0.048 | 812.9079 | 0.045
2243 | 50.5734 | 0.048 | 813.5655 | 0.045
2244 | 50.5496 | 0.048 | 814.2235 | 0.045
2245 | 50.5257 | 0.048 | 814.882 | 0.045
2246 | 50.5019 | 0.048 | 815.541 | 0.045
2247 | 50.478 | 0.048 | 816.2005 | 0.045
2248 | 50.4542 | 0.048 | 816.8605 | 0.045
2249 | 50.4304 | 0.048 | 817.5209 | 0.045
2250 | 50.4066 | 0.048 | 818.1818 | 0.045
2251 | 50.3827 | 0.048 | 818.8432 | 0.045
2252 | 50.3589 | 0.048 | 819.5051 | 0.045
2253 | 50.3351 | 0.048 | 820.1675 | 0.045
2254 | 50.3113 | 0.048 | 820.8303 | 0.045
2255 | 50.2875 | 0.048 | 821.4936 | 0.045
2256 | 50.2637 | 0.048 | 822.1574 | 0.045
2257 | 50.2399 | 0.048 | 822.8217 | 0.045
2258 | 50.2161 | 0.048 | 823.4865 | 0.045
2259 | 50.1924 | 0.048 | 824.1518 | 0.045
2260 | 50.1686 | 0.048 | 824.8175 | 0.045
2261 | 50.1448 | 0.048 | 825.4838 | 0.045
2262 | 50.121 | 0.048 | 826.1505 | 0.045
2263 | 50.0973 | 0.048 | 826.8177 | 0.045
2264 | 50.0735 | 0.048 | 827.4854 | 0.045
2265 | 50.0498 | 0.047 | 828.1536 | 0.045
2266 | 50.026 | 0.047 | 828.8222 | 0.045
2267 | 50.0023 | 0.047 | 829.4914 | 0.045
2268 | 49.9786 | 0.047 | 830.1611 | 0.045
2269 | 49.9548 | 0.047 | 830.8312 | 0.045
2270 | 49.9311 | 0.047 | 831.5018 | 0.045
2271 | 49.9074 | 0.047 | 832.173 | 0.045
2272 | 49.8837 | 0.047 | 832.8446 | 0.045
2273 | 49.8599 | 0.047 | 833.5167 | 0.045
2274 | 49.8362 | 0.047 | 834.1893 | 0.045
2275 | 49.8125 | 0.047 | 834.8624 | 0.045
2276 | 49.7888 | 0.047 | 835.536 | 0.045
2277 | 49.7651 | 0.047 | 836.2101 | 0.045
2278 | 49.7415 | 0.047 | 836.8846 | 0.045
2279 | 49.7178 | 0.047 | 837.5597 | 0.045
2280 | 49.6941 | 0.047 | 838.2353 | 0.045
2281 | 49.6704 | 0.047 | 838.9114 | 0.045
2282 | 49.6467 | 0.047 | 839.5879 | 0.045
2283 | 49.6231 | 0.047 | 840.265 | 0.045
2284 | 49.5994 | 0.047 | 840.9426 | 0.045
2285 | 49.5758 | 0.047 | 841.6206 | 0.045
2286 | 49.5521 | 0.047 | 842.2992 | 0.045
2287 | 49.5285 | 0.047 | 842.9783 | 0.045
2288 | 49.5048 | 0.047 | 843.6578 | 0.045
2289 | 49.4812 | 0.047 | 844.3379 | 0.045
2290 | 49.4576 | 0.047 | 845.0185 | 0.045
2291 | 49.4339 | 0.047 | 845.6995 | 0.045
2292 | 49.4103 | 0.047 | 846.3811 | 0.045
2293 | 49.3867 | 0.047 | 847.0632 | 0.045
2294 | 49.3631 | 0.047 | 847.7458 | 0.045
2295 | 49.3395 | 0.047 | 848.4288 | 0.045
2296 | 49.3159 | 0.047 | 849.1124 | 0.045
2297 | 49.2923 | 0.047 | 849.7965 | 0.045
2298 | 49.2687 | 0.047 | 850.4811 | 0.045
2299 | 49.2451 | 0.047 | 851.1662 | 0.045
2300 | 49.2215 | 0.047 | 851.8519 | 0.045
2301 | 49.1979 | 0.047 | 852.538 | 0.045
2302 | 49.1743 | 0.047 | 853.2246 | 0.045
2303 | 49.1507 | 0.047 | 853.9118 | 0.045
2304 | 49.1272 | 0.047 | 854.5994 | 0.045
2305 | 49.1036 | 0.047 | 855.2876 | 0.045
2306 | 49.0801 | 0.047 | 855.9762 | 0.045
2307 | 49.0565 | 0.047 | 856.6654 | 0.045
2308 | 49.0329 | 0.047 | 857.3551 | 0.045
2309 | 49.0094 | 0.047 | 858.0453 | 0.045
2310 | 48.9859 | 0.047 | 858.7361 | 0.045
2311 | 48.9623 | 0.047 | 859.4273 | 0.045
2312 | 48.9388 | 0.047 | 860.119 | 0.045
2313 | 48.9153 | 0.047 | 860.8113 | 0.045
2314 | 48.8917 | 0.047 | 861.5041 | 0.045
2315 | 48.8682 | 0.047 | 862.1974 | 0.045
2316 | 48.8447 | 0.047 | 862.8912 | 0.045
2317 | 48.8212 | 0.047 | 863.5855 | 0.045
2318 | 48.7977 | 0.047 | 864.2804 | 0.045
2319 | 48.7742 | 0.047 | 864.9758 | 0.045
2320 | 48.7507 | 0.047 | 865.6716 | 0.045
2321 | 48.7272 | 0.047 | 866.368 | 0.045
2322 | 48.7037 | 0.047 | 867.065 | 0.045
2323 | 48.6802 | 0.047 | 867.7624 | 0.045
2324 | 48.6567 | 0.047 | 868.4604 | 0.045
2325 | 48.6332 | 0.047 | 869.1589 | 0.045
2326 | 48.6098 | 0.047 | 869.8579 | 0.045
2327 | 48.5863 | 0.047 | 870.5574 | 0.045
2328 | 48.5628 | 0.047 | 871.2575 | 0.045
2329 | 48.5394 | 0.047 | 871.9581 | 0.045
2330 | 48.5159 | 0.047 | 872.6592 | 0.045
2331 | 48.4925 | 0.047 | 873.3608 | 0.045
2332 | 48.469 | 0.047 | 874.063 | 0.045
2333 | 48.4456 | 0.047 | 874.7657 | 0.045
2334 | 48.4222 | 0.047 | 875.4689 | 0.045
2335 | 48.3987 | 0.047 | 876.1726 | 0.045
2336 | 48.3753 | 0.047 | 876.8769 | 0.045
2337 | 48.3519 | 0.047 | 877.5817 | 0.045
2338 | 48.3284 | 0.047 | 878.287 | 0.045
2339 | 48.305 | 0.047 | 878.9929 | 0.045
2340 | 48.2816 | 0.047 | 879.6992 | 0.045
2341 | 48.2582 | 0.047 | 880.4062 | 0.045
2342 | 48.2348 | 0.047 | 881.1136 | 0.045
2343 | 48.2114 | 0.047 | 881.8216 | 0.045
2344 | 48.188 | 0.047 | 882.5301 | 0.045
2345 | 48.1646 | 0.047 | 883.2392 | 0.045
2346 | 48.1412 | 0.047 | 883.9488 | 0.045
2347 | 48.1178 | 0.047 | 884.6589 | 0.045
2348 | 48.0945 | 0.047 | 885.3695 | 0.045
2349 | 48.0711 | 0.047 | 886.0807 | 0.045
2350 | 48.0477 | 0.047 | 886.7925 | 0.045
2351 | 48.0243 | 0.047 | 887.5047 | 0.045
2352 | 48.001 | 0.047 | 888.2175 | 0.045
2353 | 47.9776 | 0.047 | 888.9309 | 0.045
2354 | 47.9543 | 0.047 | 889.6447 | 0.045
2355 | 47.9309 | 0.047 | 890.3592 | 0.045
2356 | 47.9076 | 0.047 | 891.0741 | 0.045
2357 | 47.8842 | 0.047 | 891.7896 | 0.045
2358 | 47.8609 | 0.047 | 892.5057 | 0.045
2359 | 47.8375 | 0.047 | 893.2223 | 0.045
2360 | 47.8142 | 0.047 | 893.9394 | 0.045
2361 | 47.7909 | 0.047 | 894.6571 | 0.045
2362 | 47.7676 | 0.047 | 895.3753 | 0.045
2363 | 47.7442 | 0.047 | 896.094 | 0.045
2364 | 47.7209 | 0.047 | 896.8134 | 0.045
2365 | 47.6976 | 0.047 | 897.5332 | 0.045
2366 | 47.6743 | 0.047 | 898.2536 | 0.045
2367 | 47.651 | 0.047 | 898.9746 | 0.045
2368 | 47.6277 | 0.047 | 899.696 | 0.045
2369 | 47.6044 | 0.047 | 900.4181 | 0.045
2370 | 47.5811 | 0.047 | 901.1407 | 0.045
2371 | 47.5578 | 0.047 | 901.8638 | 0.045
2372 | 47.5345 | 0.047 | 902.5875 | 0.045
2373 | 47.5113 | 0.047 | 903.3118 | 0.045
2374 | 47.488 | 0.047 | 904.0366 | 0.045
2375 | 47.4647 | 0.047 | 904.7619 | 0.045
2376 | 47.4414 | 0.047 | 905.4878 | 0.045
2377 | 47.4182 | 0.047 | 906.2143 | 0.045
2378 | 47.3949 | 0.047 | 906.9413 | 0.045
2379 | 47.3717 | 0.047 | 907.6688 | 0.045
2380 | 47.3484 | 0.047 | 908.3969 | 0.045
2381 | 47.3252 | 0.046 | 909.1256 | 0.045
2382 | 47.3019 | 0.046 | 909.8549 | 0.045
2383 | 47.2787 | 0.046 | 910.5846 | 0.045
2384 | 47.2554 | 0.046 | 911.315 | 0.045
2385 | 47.2322 | 0.046 | 912.0459 | 0.045
2386 | 47.209 | 0.046 | 912.7774 | 0.045
2387 | 47.1857 | 0.046 | 913.5094 | 0.045
2388 | 47.1625 | 0.046 | 914.242 | 0.045
2389 | 47.1393 | 0.046 | 914.9751 | 0.045
2390 | 47.1161 | 0.046 | 915.7088 | 0.045
2391 | 47.0929 | 0.046 | 916.4431 | 0.045
2392 | 47.0697 | 0.046 | 917.1779 | 0.045
2393 | 47.0465 | 0.046 | 917.9133 | 0.045
2394 | 47.0233 | 0.046 | 918.6493 | 0.045
2395 | 47.0001 | 0.046 | 919.3858 | 0.045
2396 | 46.9769 | 0.046 | 920.1229 | 0.045
2397 | 46.9537 | 0.046 | 920.8605 | 0.045
2398 | 46.9305 | 0.046 | 921.5988 | 0.045
2399 | 46.9073 | 0.046 | 922.3376 | 0.045
2400 | 46.8841 | 0.046 | 923.0769 | 0.045
2401 | 46.861 | 0.046 | 923.8169 | 0.045
2402 | 46.8378 | 0.046 | 924.5574 | 0.045
2403 | 46.8146 | 0.046 | 925.2984 | 0.045
2404 | 46.7915 | 0.046 | 926.0401 | 0.045
2405 | 46.7683 | 0.046 | 926.7823 | 0.045
2406 | 46.7451 | 0.046 | 927.5251 | 0.045
2407 | 46.722 | 0.046 | 928.2684 | 0.045
2408 | 46.6988 | 0.046 | 929.0123 | 0.045
2409 | 46.6757 | 0.046 | 929.7569 | 0.045
2410 | 46.6526 | 0.046 | 930.5019 | 0.045
2411 | 46.6294 | 0.046 | 931.2476 | 0.045
2412 | 46.6063 | 0.046 | 931.9938 | 0.045
2413 | 46.5831 | 0.046 | 932.7406 | 0.045
2414 | 46.56 | 0.046 | 933.488 | 0.045
2415 | 46.5369 | 0.046 | 934.236 | 0.045
2416 | 46.5138 | 0.046 | 934.9845 | 0.045
2417 | 46.4907 | 0.046 | 935.7336 | 0.045
2418 | 46.4675 | 0.046 | 936.4833 | 0.045
2419 | 46.4444 | 0.046 | 937.2336 | 0.045
2420 | 46.4213 | 0.046 | 937.9845 | 0.045
2421 | 46.3982 | 0.046 | 938.7359 | 0.045
2422 | 46.3751 | 0.046 | 939.488 | 0.045
2423 | 46.352 | 0.046 | 940.2406 | 0.045
2424 | 46.3289 | 0.046 | 940.9938 | 0.045
2425 | 46.3058 | 0.046 | 941.7476 | 0.045
2426 | 46.2828 | 0.046 | 942.5019 | 0.045
2427 | 46.2597 | 0.046 | 943.2569 | 0.045
2428 | 46.2366 | 0.046 | 944.0124 | 0.045
2429 | 46.2135 | 0.046 | 944.7686 | 0.045
2430 | 46.1904 | 0.046 | 945.5253 | 0.045
2431 | 46.1674 | 0.046 | 946.2826 | 0.045
2432 | 46.1443 | 0.046 | 947.0405 | 0.045
2433 | 46.1213 | 0.046 | 947.799 | 0.045
2434 | 46.0982 | 0.046 | 948.5581 | 0.045
2435 | 46.0751 | 0.046 | 949.3177 | 0.045
2436 | 46.0521 | 0.046 | 950.078 | 0.045
2437 | 46.029 | 0.046 | 950.8389 | 0.045
2438 | 46.006 | 0.046 | 951.6003 | 0.045
2439 | 45.983 | 0.046 | 952.3624 | 0.045
2440 | 45.9599 | 0.046 | 953.125 | 0.045
2441 | 45.9369 | 0.046 | 953.8882 | 0.045
2442 | 45.9138 | 0.046 | 954.6521 | 0.045
2443 | 45.8908 | 0.046 | 955.4165 | 0.045
2444 | 45.8678 | 0.046 | 956.1815 | 0.045
2445 | 45.8448 | 0.046 | 956.9472 | 0.045
2446 | 45.8217 | 0.046 | 957.7134 | 0.045
2447 | 45.7987 | 0.046 | 958.4802 | 0.045
2448 | 45.7757 | 0.046 | 959.2476 | 0.045
2449 | 45.7527 | 0.046 | 960.0157 | 0.045
2450 | 45.7297 | 0.046 | 960.7843 | 0.045
2451 | 45.7067 | 0.046 | 961.5536 | 0.045
2452 | 45.6837 | 0.046 | 962.3234 | 0.045
2453 | 45.6607 | 0.046 | 963.0938 | 0.045
2454 | 45.6377 | 0.046 | 963.8649 | 0.045
2455 | 45.6147 | 0.046 | 964.6365 | 0.045
2456 | 45.5917 | 0.046 | 965.4088 | 0.045
2457 | 45.5688 | 0.046 | 966.1817 | 0.045
2458 | 45.5458 | 0.046 | 966.9552 | 0.045
2459 | 45.5228 | 0.046 | 967.7292 | 0.045
2460 | 45.4998 | 0.046 | 968.5039 | 0.045
2461 | 45.4769 | 0.046 | 969.2792 | 0.045
2462 | 45.4539 | 0.046 | 970.0552 | 0.045
2463 | 45.4309 | 0.046 | 970.8317 | 0.045
2464 | 45.408 | 0.046 | 971.6088 | 0.045
2465 | 45.385 | 0.046 | 972.3866 | 0.045
2466 | 45.3621 | 0.046 | 973.165 | 0.045
2467 | 45.3391 | 0.046 | 973.9439 | 0.045
2468 | 45.3162 | 0.046 | 974.7235 | 0.045
2469 | 45.2932 | 0.046 | 975.5038 | 0.045
2470 | 45.2703 | 0.046 | 976.2846 | 0.045
2471 | 45.2473 | 0.046 | 977.066 | 0.045
2472 | 45.2244 | 0.046 | 977.8481 | 0.045
2473 | 45.2015 | 0.046 | 978.6308 | 0.045
2474 | 45.1785 | 0.046 | 979.4141 | 0.045
2475 | 45.1556 | 0.046 | 980.198 | 0.045
2476 | 45.1327 | 0.046 | 980.9826 | 0.045
2477 | 45.1098 | 0.046 | 981.7677 | 0.045
2478 | 45.0868 | 0.046 | 982.5535 | 0.045
2479 | 45.0639 | 0.046 | 983.3399 | 0.045
2480 | 45.041 | 0.046 | 984.127 | 0.045
2481 | 45.0181 | 0.046 | 984.9146 | 0.045
2482 | 44.9952 | 0.046 | 985.7029 | 0.045
2483 | 44.9723 | 0.046 | 986.4919 | 0.045
2484 | 44.9494 | 0.046 | 987.2814 | 0.045
2485 | 44.9265 | 0.046 | 988.0716 | 0.045
2486 | 44.9036 | 0.046 | 988.8624 | 0.045
2487 | 44.8807 | 0.046 | 989.6538 | 0.045
2488 | 44.8578 | 0.046 | 990.4459 | 0.045
2489 | 44.8349 | 0.046 | 991.2386 | 0.045
2490 | 44.8121 | 0.046 | 992.0319 | 0.045
2491 | 44.7892 | 0.046 | 992.8258 | 0.045
2492 | 44.7663 | 0.046 | 993.6204 | 0.045
2493 | 44.7434 | 0.046 | 994.4156 | 0.045
2494 | 44.7206 | 0.046 | 995.2115 | 0.045
2495 | 44.6977 | 0.046 | 996.008 | 0.045
2496 | 44.6748 | 0.046 | 996.8051 | 0.045
2497 | 44.652 | 0.046 | 997.6029 | 0.045
2498 | 44.6291 | 0.046 | 998.4013 | 0.045
2499 | 44.6062 | 0.046 | 999.2003 | 0.045
2500 | 44.5834 | 0.046 | 1000 | 0.045
2501 | 44.5605 | 0.046 | 1000.8003 | 0.045
2502 | 44.5377 | 0.046 | 1001.6013 | 0.045
2503 | 44.5149 | 0.046 | 1002.4029 | 0.045
2504 | 44.492 | 0.046 | 1003.2051 | 0.045
2505 | 44.4692 | 0.046 | 1004.008 | 0.045
2506 | 44.4463 | 0.046 | 1004.8115 | 0.045
2507 | 44.4235 | 0.046 | 1005.6157 | 0.045
2508 | 44.4007 | 0.046 | 1006.4205 | 0.045
2509 | 44.3778 | 0.046 | 1007.226 | 0.045
2510 | 44.355 | 0.046 | 1008.0321 | 0.045
2511 | 44.3322 | 0.046 | 1008.8389 | 0.045
2512 | 44.3094 | 0.046 | 1009.6463 | 0.045
2513 | 44.2866 | 0.046 | 1010.4544 | 0.045
2514 | 44.2637 | 0.046 | 1011.2631 | 0.045
2515 | 44.2409 | 0.046 | 1012.0724 | 0.045
2516 | 44.2181 | 0.046 | 1012.8824 | 0.045
2517 | 44.1953 | 0.046 | 1013.6931 | 0.045
2518 | 44.1725 | 0.046 | 1014.5044 | 0.045
2519 | 44.1497 | 0.046 | 1015.3164 | 0.045
2520 | 44.1269 | 0.046 | 1016.129 | 0.045
2521 | 44.1041 | 0.046 | 1016.9423 | 0.045
2522 | 44.0813 | 0.046 | 1017.7563 | 0.045
2523 | 44.0585 | 0.046 | 1018.5709 | 0.045
2524 | 44.0358 | 0.046 | 1019.3861 | 0.045
2525 | 44.013 | 0.046 | 1020.202 | 0.045
2526 | 43.9902 | 0.046 | 1021.0186 | 0.045
2527 | 43.9674 | 0.046 | 1021.8358 | 0.045
2528 | 43.9446 | 0.046 | 1022.6537 | 0.045
2529 | 43.9219 | 0.046 | 1023.4723 | 0.045
2530 | 43.8991 | 0.046 | 1024.2915 | 0.045
2531 | 43.8763 | 0.046 | 1025.1114 | 0.045
2532 | 43.8535 | 0.046 | 1025.9319 | 0.045
2533 | 43.8308 | 0.046 | 1026.7531 | 0.045
2534 | 43.808 | 0.046 | 1027.575 | 0.045
2535 | 43.7853 | 0.046 | 1028.3976 | 0.045
2536 | 43.7625 | 0.046 | 1029.2208 | 0.045
2537 | 43.7398 | 0.046 | 1030.0447 | 0.045
2538 | 43.717 | 0.045 | 1030.8692 | 0.045
2539 | 43.6943 | 0.045 | 1031.6944 | 0.045
2540 | 43.6715 | 0.045 | 1032.5203 | 0.045
2541 | 43.6488 | 0.045 | 1033.3469 | 0.045
2542 | 43.626 | 0.045 | 1034.1741 | 0.045
2543 | 43.6033 | 0.045 | 1035.002 | 0.045
2544 | 43.5806 | 0.045 | 1035.8306 | 0.045
2545 | 43.5578 | 0.045 | 1036.6599 | 0.045
2546 | 43.5351 | 0.045 | 1037.4898 | 0.045
2547 | 43.5124 | 0.045 | 1038.3204 | 0.045
2548 | 43.4896 | 0.045 | 1039.1517 | 0.045
2549 | 43.4669 | 0.045 | 1039.9837 | 0.045
2550 | 43.4442 | 0.045 | 1040.8163 | 0.045
2551 | 43.4215 | 0.045 | 1041.6497 | 0.045
2552 | 43.3988 | 0.045 | 1042.4837 | 0.045
2553 | 43.376 | 0.045 | 1043.3183 | 0.045
2554 | 43.3533 | 0.045 | 1044.1537 | 0.045
2555 | 43.3306 | 0.045 | 1044.9898 | 0.045
2556 | 43.3079 | 0.045 | 1045.8265 | 0.045
2557 | 43.2852 | 0.045 | 1046.6639 | 0.045
2558 | 43.2625 | 0.045 | 1047.502 | 0.045
2559 | 43.2398 | 0.045 | 1048.3408 | 0.045
2560 | 43.2171 | 0.045 | 1049.1803 | 0.045
2561 | 43.1944 | 0.045 | 1050.0205 | 0.045
2562 | 43.1717 | 0.045 | 1050.8614 | 0.045
2563 | 43.149 | 0.045 | 1051.7029 | 0.045
2564 | 43.1264 | 0.045 | 1052.5452 | 0.045
2565 | 43.1037 | 0.045 | 1053.3881 | 0.045
2566 | 43.081 | 0.045 | 1054.2317 | 0.045
2567 | 43.0583 | 0.045 | 1055.076 | 0.045
2568 | 43.0356 | 0.045 | 1055.9211 | 0.045
2569 | 43.013 | 0.045 | 1056.7668 | 0.045
2570 | 42.9903 | 0.045 | 1057.6132 | 0.045
2571 | 42.9676 | 0.045 | 1058.4603 | 0.045
2572 | 42.945 | 0.045 | 1059.3081 | 0.045
2573 | 42.9223 | 0.045 | 1060.1566 | 0.045
2574 | 42.8996 | 0.045 | 1061.0058 | 0.045
2575 | 42.877 | 0.045 | 1061.8557 | 0.045
2576 | 42.8543 | 0.045 | 1062.7063 | 0.045
2577 | 42.8316 | 0.045 | 1063.5576 | 0.045
2578 | 42.809 | 0.045 | 1064.4096 | 0.045
2579 | 42.7863 | 0.045 | 1065.2623 | 0.045
2580 | 42.7637 | 0.045 | 1066.1157 | 0.045
2581 | 42.741 | 0.045 | 1066.9698 | 0.045
2582 | 42.7184 | 0.045 | 1067.8246 | 0.045
2583 | 42.6958 | 0.045 | 1068.6802 | 0.045
2584 | 42.6731 | 0.045 | 1069.5364 | 0.045
2585 | 42.6505 | 0.045 | 1070.3934 | 0.045
2586 | 42.6278 | 0.045 | 1071.251 | 0.045
2587 | 42.6052 | 0.045 | 1072.1094 | 0.045
2588 | 42.5826 | 0.045 | 1072.9685 | 0.045
2589 | 42.5599 | 0.045 | 1073.8283 | 0.045
2590 | 42.5373 | 0.045 | 1074.6888 | 0.045
2591 | 42.5147 | 0.045 | 1075.55 | 0.045
2592 | 42.4921 | 0.045 | 1076.412 | 0.045
2593 | 42.4694 | 0.045 | 1077.2746 | 0.045
2594 | 42.4468 | 0.045 | 1078.138 | 0.045
2595 | 42.4242 | 0.045 | 1079.0021 | 0.045
2596 | 42.4016 | 0.045 | 1079.8669 | 0.045
2597 | 42.379 | 0.045 | 1080.7324 | 0.045
2598 | 42.3564 | 0.045 | 1081.5987 | 0.045
2599 | 42.3337 | 0.045 | 1082.4656 | 0.045
2600 | 42.3111 | 0.045 | 1083.3333 | 0.045
2601 | 42.2885 | 0.045 | 1084.2018 | 0.045
2602 | 42.2659 | 0.045 | 1085.0709 | 0.045
2603 | 42.2433 | 0.045 | 1085.9408 | 0.045
2604 | 42.2207 | 0.045 | 1086.8114 | 0.045
2605 | 42.1981 | 0.045 | 1087.6827 | 0.045
2606 | 42.1755 | 0.045 | 1088.5547 | 0.045
2607 | 42.1529 | 0.045 | 1089.4275 | 0.045
2608 | 42.1304 | 0.045 | 1090.301 | 0.045
2609 | 42.1078 | 0.045 | 1091.1752 | 0.045
2610 | 42.0852 | 0.045 | 1092.0502 | 0.045
2611 | 42.0626 | 0.045 | 1092.9259 | 0.045
2612 | 42.04 | 0.045 | 1093.8023 | 0.045
2613 | 42.0174 | 0.045 | 1094.6795 | 0.045
2614 | 41.9949 | 0.045 | 1095.5574 | 0.045
2615 | 41.9723 | 0.045 | 1096.4361 | 0.045
2616 | 41.9497 | 0.045 | 1097.3154 | 0.045
2617 | 41.9271 | 0.045 | 1098.1956 | 0.045
2618 | 41.9046 | 0.045 | 1099.0764 | 0.045
2619 | 41.882 | 0.045 | 1099.958 | 0.045
2620 | 41.8594 | 0.045 | 1100.8403 | 0.045
2621 | 41.8369 | 0.045 | 1101.7234 | 0.045
2622 | 41.8143 | 0.045 | 1102.6072 | 0.045
2623 | 41.7917 | 0.045 | 1103.4918 | 0.045
2624 | 41.7692 | 0.045 | 1104.3771 | 0.045
2625 | 41.7466 | 0.045 | 1105.2632 | 0.045
2626 | 41.7241 | 0.045 | 1106.15 | 0.045
2627 | 41.7015 | 0.045 | 1107.0375 | 0.045
2628 | 41.679 | 0.045 | 1107.9258 | 0.045
2629 | 41.6564 | 0.045 | 1108.8148 | 0.045
2630 | 41.6339 | 0.045 | 1109.7046 | 0.045
2631 | 41.6113 | 0.045 | 1110.5952 | 0.045
2632 | 41.5888 | 0.045 | 1111.4865 | 0.045
2633 | 41.5662 | 0.045 | 1112.3785 | 0.045
2634 | 41.5437 | 0.045 | 1113.2713 | 0.045
2635 | 41.5211 | 0.045 | 1114.1649 | 0.045
2636 | 41.4986 | 0.045 | 1115.0592 | 0.045
2637 | 41.4761 | 0.045 | 1115.9543 | 0.045
2638 | 41.4535 | 0.045 | 1116.8501 | 0.045
2639 | 41.431 | 0.045 | 1117.7467 | 0.045
2640 | 41.4085 | 0.045 | 1118.6441 | 0.045
2641 | 41.3859 | 0.045 | 1119.5422 | 0.045
2642 | 41.3634 | 0.045 | 1120.4411 | 0.045
2643 | 41.3409 | 0.045 | 1121.3407 | 0.045
2644 | 41.3184 | 0.045 | 1122.2411 | 0.045
2645 | 41.2959 | 0.045 | 1123.1423 | 0.045
2646 | 41.2733 | 0.045 | 1124.0442 | 0.045
2647 | 41.2508 | 0.045 | 1124.9469 | 0.045
2648 | 41.2283 | 0.045 | 1125.8503 | 0.045
2649 | 41.2058 | 0.045 | 1126.7546 | 0.045
2650 | 41.1833 | 0.045 | 1127.6596 | 0.045
2651 | 41.1608 | 0.045 | 1128.5653 | 0.045
2652 | 41.1382 | 0.045 | 1129.4719 | 0.045
2653 | 41.1157 | 0.045 | 1130.3792 | 0.045
2654 | 41.0932 | 0.045 | 1131.2873 | 0.045
2655 | 41.0707 | 0.045 | 1132.1962 | 0.045
2656 | 41.0482 | 0.045 | 1133.1058 | 0.045
2657 | 41.0257 | 0.045 | 1134.0162 | 0.045
2658 | 41.0032 | 0.045 | 1134.9274 | 0.045
2659 | 40.9807 | 0.045 | 1135.8394 | 0.045
2660 | 40.9582 | 0.045 | 1136.7521 | 0.045
2661 | 40.9357 | 0.045 | 1137.6657 | 0.045
2662 | 40.9132 | 0.045 | 1138.58 | 0.045
2663 | 40.8908 | 0.045 | 1139.4951 | 0.045
2664 | 40.8683 | 0.045 | 1140.411 | 0.045
2665 | 40.8458 | 0.045 | 1141.3276 | 0.045
2666 | 40.8233 | 0.045 | 1142.2451 | 0.045
2667 | 40.8008 | 0.045 | 1143.1633 | 0.045
2668 | 40.7783 | 0.045 | 1144.0823 | 0.045
2669 | 40.7558 | 0.045 | 1145.0021 | 0.045
2670 | 40.7334 | 0.045 | 1145.9227 | 0.045
2671 | 40.7109 | 0.045 | 1146.8441 | 0.045
2672 | 40.6884 | 0.045 | 1147.7663 | 0.045
2673 | 40.6659 | 0.045 | 1148.6893 | 0.045
2674 | 40.6435 | 0.045 | 1149.6131 | 0.045
2675 | 40.621 | 0.045 | 1150.5376 | 0.045
2676 | 40.5985 | 0.045 | 1151.463 | 0.045
2677 | 40.576 | 0.045 | 1152.3892 | 0.045
2678 | 40.5536 | 0.045 | 1153.3161 | 0.045
2679 | 40.5311 | 0.045 | 1154.2439 | 0.045
2680 | 40.5086 | 0.045 | 1155.1724 | 0.045
2681 | 40.4862 | 0.045 | 1156.1018 | 0.045
2682 | 40.4637 | 0.045 | 1157.0319 | 0.045
2683 | 40.4413 | 0.045 | 1157.9629 | 0.045
2684 | 40.4188 | 0.045 | 1158.8946 | 0.045
2685 | 40.3963 | 0.045 | 1159.8272 | 0.045
2686 | 40.3739 | 0.045 | 1160.7606 | 0.045
2687 | 40.3514 | 0.045 | 1161.6948 | 0.045
2688 | 40.329 | 0.045 | 1162.6298 | 0.045
2689 | 40.3065 | 0.045 | 1163.5656 | 0.045
2690 | 40.2841 | 0.045 | 1164.5022 | 0.045
2691 | 40.2616 | 0.045 | 1165.4396 | 0.045
2692 | 40.2392 | 0.045 | 1166.3778 | 0.045
2693 | 40.2167 | 0.045 | 1167.3169 | 0.045
2694 | 40.1943 | 0.045 | 1168.2567 | 0.045
2695 | 40.1718 | 0.045 | 1169.1974 | 0.045
2696 | 40.1494 | 0.045 | 1170.1389 | 0.045
2697 | 40.127 | 0.045 | 1171.0812 | 0.045
2698 | 40.1045 | 0.045 | 1172.0243 | 0.045
2699 | 40.0821 | 0.045 | 1172.9683 | 0.045
2700 | 40.0596 | 0.045 | 1173.913 | 0.045
2701 | 40.0372 | 0.045 | 1174.8586 | 0.045
2702 | 40.0148 | 0.045 | 1175.805 | 0.045
2703 | 39.9923 | 0.045 | 1176.7523 | 0.045
2704 | 39.9699 | 0.045 | 1177.7003 | 0.045
2705 | 39.9475 | 0.045 | 1178.6492 | 0.045
2706 | 39.925 | 0.045 | 1179.599 | 0.045
2707 | 39.9026 | 0.045 | 1180.5495 | 0.045
2708 | 39.8802 | 0.045 | 1181.5009 | 0.045
2709 | 39.8578 | 0.045 | 1182.4531 | 0.045
2710 | 39.8353 | 0.045 | 1183.4061 | 0.045
2711 | 39.8129 | 0.045 | 1184.36 | 0.045
2712 | 39.7905 | 0.045 | 1185.3147 | 0.045
2713 | 39.7681 | 0.045 | 1186.2702 | 0.045
2714 | 39.7457 | 0.045 | 1187.2266 | 0.045
2715 | 39.7232 | 0.045 | 1188.1838 | 0.045
2716 | 39.7008 | 0.045 | 1189.1419 | 0.045
2717 | 39.6784 | 0.045 | 1190.1007 | 0.045
2718 | 39.656 | 0.045 | 1191.0605 | 0.045
2719 | 39.6336 | 0.045 | 1192.021 | 0.045
2720 | 39.6112 | 0.045 | 1192.9825 | 0.045
2721 | 39.5888 | 0.045 | 1193.9447 | 0.045
2722 | 39.5664 | 0.045 | 1194.9078 | 0.045
2723 | 39.5439 | 0.045 | 1195.8718 | 0.045
2724 | 39.5215 | 0.045 | 1196.8366 | 0.045
2725 | 39.4991 | 0.045 | 1197.8022 | 0.045
2726 | 39.4767 | 0.045 | 1198.7687 | 0.045
2727 | 39.4543 | 0.045 | 1199.736 | 0.045
2728 | 39.4319 | 0.045 | 1200.7042 | 0.045
2729 | 39.4095 | 0.045 | 1201.6733 | 0.045
2730 | 39.3871 | 0.045 | 1202.6432 | 0.045
2731 | 39.3647 | 0.045 | 1203.6139 | 0.045
2732 | 39.3423 | 0.045 | 1204.5855 | 0.045
2733 | 39.3199 | 0.045 | 1205.558 | 0.045
2734 | 39.2975 | 0.045 | 1206.5313 | 0.045
2735 | 39.2751 | 0.045 | 1207.5055 | 0.045
2736 | 39.2527 | 0.045 | 1208.4806 | 0.045
2737 | 39.2303 | 0.045 | 1209.4565 | 0.045
2738 | 39.208 | 0.045 | 1210.4332 | 0.045
2739 | 39.1856 | 0.045 | 1211.4109 | 0.045
2740 | 39.1632 | 0.045 | 1212.3894 | 0.045
2741 | 39.1408 | 0.045 | 1213.3687 | 0.045
2742 | 39.1184 | 0.045 | 1214.349 | 0.045
2743 | 39.096 | 0.045 | 1215.3301 | 0.045
2744 | 39.0736 | 0.045 | 1216.3121 | 0.045
2745 | 39.0512 | 0.045 | 1217.2949 | 0.045
2746 | 39.0289 | 0.045 | 1218.2786 | 0.045
2747 | 39.0065 | 0.045 | 1219.2632 | 0.045
2748 | 38.9841 | 0.045 | 1220.2487 | 0.045
2749 | 38.9617 | 0.045 | 1221.235 | 0.045
2750 | 38.9393 | 0.045 | 1222.2222 | 0.045
2751 | 38.917 | 0.045 | 1223.2103 | 0.045
2752 | 38.8946 | 0.045 | 1224.1993 | 0.045
2753 | 38.8722 | 0.045 | 1225.1891 | 0.045
2754 | 38.8498 | 0.045 | 1226.1799 | 0.045
2755 | 38.8274 | 0.045 | 1227.1715 | 0.045
2756 | 38.8051 | 0.045 | 1228.164 | 0.045
2757 | 38.7827 | 0.045 | 1229.1574 | 0.045
2758 | 38.7603 | 0.045 | 1230.1517 | 0.045
2759 | 38.738 | 0.045 | 1231.1468 | 0.045
2760 | 38.7156 | 0.045 | 1232.1429 | 0.045
2761 | 38.6932 | 0.045 | 1233.1398 | 0.045
2762 | 38.6708 | 0.045 | 1234.1376 | 0.045
2763 | 38.6485 | 0.045 | 1235.1363 | 0.045
2764 | 38.6261 | 0.045 | 1236.136 | 0.045
2765 | 38.6037 | 0.045 | 1237.1365 | 0.045
2766 | 38.5814 | 0.045 | 1238.1379 | 0.045
2767 | 38.559 | 0.045 | 1239.1402 | 0.045
2768 | 38.5366 | 0.045 | 1240.1434 | 0.045
2769 | 38.5143 | 0.045 | 1241.1475 | 0.045
2770 | 38.4919 | 0.045 | 1242.1525 | 0.045
2771 | 38.4696 | 0.045 | 1243.1584 | 0.045
2772 | 38.4472 | 0.045 | 1244.1652 | 0.045
2773 | 38.4248 | 0.045 | 1245.1729 | 0.045
2774 | 38.4025 | 0.045 | 1246.1815 | 0.045
2775 | 38.3801 | 0.045 | 1247.191 | 0.045
2776 | 38.3578 | 0.045 | 1248.2014 | 0.045
2777 | 38.3354 | 0.045 | 1249.2128 | 0.045
2778 | 38.3131 | 0.045 | 1250.225 | 0.045
2779 | 38.2907 | 0.045 | 1251.2382 | 0.045
2780 | 38.2683 | 0.045 | 1252.2523 | 0.045
2781 | 38.246 | 0.045 | 1253.2672 | 0.045
2782 | 38.2236 | 0.045 | 1254.2831 | 0.045
2783 | 38.2013 | 0.045 | 1255.3 | 0.045
2784 | 38.1789 | 0.045 | 1256.3177 | 0.045
2785 | 38.1566 | 0.045 | 1257.3363 | 0.045
2786 | 38.1342 | 0.045 | 1258.3559 | 0.045
2787 | 38.1119 | 0.045 | 1259.3764 | 0.045
2788 | 38.0895 | 0.045 | 1260.3978 | 0.045
2789 | 38.0672 | 0.045 | 1261.4202 | 0.045
2790 | 38.0448 | 0.045 | 1262.4434 | 0.045
2791 | 38.0225 | 0.045 | 1263.4676 | 0.045
2792 | 38.0001 | 0.045 | 1264.4928 | 0.045
2793 | 37.9778 | 0.045 | 1265.5188 | 0.045
2794 | 37.9555 | 0.045 | 1266.5458 | 0.045
2795 | 37.9331 | 0.045 | 1267.5737 | 0.045
2796 | 37.9108 | 0.045 | 1268.6025 | 0.045
2797 | 37.8884 | 0.045 | 1269.6323 | 0.045
2798 | 37.8661 | 0.045 | 1270.663 | 0.045
2799 | 37.8437 | 0.045 | 1271.6947 | 0.045
2800 | 37.8214 | 0.045 | 1272.7273 | 0.045
2801 | 37.7991 | 0.045 | 1273.7608 | 0.045
2802 | 37.7767 | 0.045 | 1274.7953 | 0.045
2803 | 37.7544 | 0.045 | 1275.8307 | 0.045
2804 | 37.732 | 0.045 | 1276.867 | 0.045
2805 | 37.7097 | 0.045 | 1277.9043 | 0.045
2806 | 37.6874 | 0.045 | 1278.9426 | 0.045
2807 | 37.665 | 0.045 | 1279.9818 | 0.045
2808 | 37.6427 | 0.045 | 1281.0219 | 0.045
2809 | 37.6204 | 0.045 | 1282.063 | 0.045
2810 | 37.598 | 0.045 | 1283.105 | 0.045
2811 | 37.5757 | 0.045 | 1284.148 | 0.045
2812 | 37.5534 | 0.045 | 1285.192 | 0.045
2813 | 37.531 | 0.045 | 1286.2369 | 0.045
2814 | 37.5087 | 0.045 | 1287.2827 | 0.045
2815 | 37.4863 | 0.045 | 1288.3295 | 0.045
2816 | 37.464 | 0.045 | 1289.3773 | 0.045
2817 | 37.4417 | 0.045 | 1290.426 | 0.045
2818 | 37.4194 | 0.045 | 1291.4757 | 0.045
2819 | 37.397 | 0.045 | 1292.5264 | 0.045
2820 | 37.3747 | 0.045 | 1293.578 | 0.045
2821 | 37.3524 | 0.045 | 1294.6306 | 0.045
2822 | 37.33 | 0.045 | 1295.6841 | 0.045
2823 | 37.3077 | 0.045 | 1296.7386 | 0.045
2824 | 37.2854 | 0.045 | 1297.7941 | 0.045
2825 | 37.263 | 0.045 | 1298.8506 | 0.045
2826 | 37.2407 | 0.045 | 1299.908 | 0.045
2827 | 37.2184 | 0.045 | 1300.9664 | 0.045
2828 | 37.1961 | 0.045 | 1302.0258 | 0.045
2829 | 37.1737 | 0.045 | 1303.0861 | 0.045
2830 | 37.1514 | 0.045 | 1304.1475 | 0.045
2831 | 37.1291 | 0.045 | 1305.2098 | 0.045
2832 | 37.1068 | 0.045 | 1306.2731 | 0.045
2833 | 37.0844 | 0.045 | 1307.3373 | 0.045
2834 | 37.0621 | 0.045 | 1308.4026 | 0.045
2835 | 37.0398 | 0.045 | 1309.4688 | 0.045
2836 | 37.0174 | 0.045 | 1310.536 | 0.045
2837 | 36.9951 | 0.045 | 1311.6043 | 0.045
2838 | 36.9728 | 0.045 | 1312.6735 | 0.045
2839 | 36.9505 | 0.045 | 1313.7436 | 0.045
2840 | 36.9282 | 0.045 | 1314.8148 | 0.045
2841 | 36.9058 | 0.045 | 1315.887 | 0.045
2842 | 36.8835 | 0.045 | 1316.9601 | 0.045
2843 | 36.8612 | 0.045 | 1318.0343 | 0.045
2844 | 36.8389 | 0.045 | 1319.1095 | 0.045
2845 | 36.8165 | 0.045 | 1320.1856 | 0.045
2846 | 36.7942 | 0.045 | 1321.2628 | 0.045
2847 | 36.7719 | 0.045 | 1322.3409 | 0.045
2848 | 36.7496 | 0.045 | 1323.4201 | 0.045
2849 | 36.7273 | 0.045 | 1324.5002 | 0.045
2850 | 36.7049 | 0.045 | 1325.5814 | 0.045
2851 | 36.6826 | 0.045 | 1326.6636 | 0.045
2852 | 36.6603 | 0.045 | 1327.7467 | 0.045
2853 | 36.638 | 0.045 | 1328.8309 | 0.045
2854 | 36.6156 | 0.045 | 1329.9161 | 0.045
2855 | 36.5933 | 0.045 | 1331.0023 | 0.045
2856 | 36.571 | 0.045 | 1332.0896 | 0.045
2857 | 36.5487 | 0.045 | 1333.1778 | 0.045
2858 | 36.5264 | 0.045 | 1334.267 | 0.045
2859 | 36.504 | 0.045 | 1335.3573 | 0.045
2860 | 36.4817 | 0.045 | 1336.4486 | 0.045
2861 | 36.4594 | 0.045 | 1337.5409 | 0.045
2862 | 36.4371 | 0.045 | 1338.6342 | 0.045
2863 | 36.4148 | 0.045 | 1339.7286 | 0.045
2864 | 36.3925 | 0.045 | 1340.824 | 0.045
2865 | 36.3701 | 0.045 | 1341.9204 | 0.045
2866 | 36.3478 | 0.045 | 1343.0178 | 0.045
2867 | 36.3255 | 0.045 | 1344.1163 | 0.045
2868 | 36.3032 | 0.045 | 1345.2158 | 0.045
2869 | 36.2809 | 0.045 | 1346.3163 | 0.045
2870 | 36.2585 | 0.045 | 1347.4178 | 0.045
2871 | 36.2362 | 0.045 | 1348.5204 | 0.045
2872 | 36.2139 | 0.045 | 1349.6241 | 0.045
2873 | 36.1916 | 0.045 | 1350.7287 | 0.045
2874 | 36.1693 | 0.045 | 1351.8344 | 0.045
2875 | 36.147 | 0.045 | 1352.9412 | 0.045
2876 | 36.1246 | 0.045 | 1354.049 | 0.045
2877 | 36.1023 | 0.045 | 1355.1578 | 0.045
2878 | 36.08 | 0.045 | 1356.2677 | 0.045
2879 | 36.0577 | 0.045 | 1357.3786 | 0.045
2880 | 36.0354 | 0.045 | 1358.4906 | 0.045
2881 | 36.013 | 0.045 | 1359.6036 | 0.045
2882 | 35.9907 | 0.045 | 1360.7177 | 0.045
2883 | 35.9684 | 0.045 | 1361.8328 | 0.045
2884 | 35.9461 | 0.045 | 1362.949 | 0.045
2885 | 35.9238 | 0.045 | 1364.0662 | 0.045
2886 | 35.9015 | 0.045 | 1365.1845 | 0.045
2887 | 35.8791 | 0.045 | 1366.3038 | 0.045
2888 | 35.8568 | 0.045 | 1367.4242 | 0.045
2889 | 35.8345 | 0.045 | 1368.5457 | 0.045
2890 | 35.8122 | 0.045 | 1369.6682 | 0.045
2891 | 35.7899 | 0.045 | 1370.7918 | 0.045
2892 | 35.7675 | 0.045 | 1371.9165 | 0.045
2893 | 35.7452 | 0.045 | 1373.0422 | 0.045
2894 | 35.7229 | 0.045 | 1374.169 | 0.045
2895 | 35.7006 | 0.045 | 1375.2969 | 0.045
2896 | 35.6783 | 0.045 | 1376.4259 | 0.045
2897 | 35.6559 | 0.045 | 1377.5559 | 0.045
2898 | 35.6336 | 0.045 | 1378.687 | 0.045
2899 | 35.6113 | 0.045 | 1379.8191 | 0.045
2900 | 35.589 | 0.045 | 1380.9524 | 0.045
2901 | 35.5667 | 0.045 | 1382.0867 | 0.045
2902 | 35.5443 | 0.045 | 1383.2221 | 0.045
2903 | 35.522 | 0.045 | 1384.3586 | 0.045
2904 | 35.4997 | 0.045 | 1385.4962 | 0.045
2905 | 35.4774 | 0.045 | 1386.6348 | 0.045
2906 | 35.4551 | 0.045 | 1387.7746 | 0.045
2907 | 35.4327 | 0.045 | 1388.9154 | 0.045
2908 | 35.4104 | 0.045 | 1390.0574 | 0.045
2909 | 35.3881 | 0.045 | 1391.2004 | 0.045
2910 | 35.3658 | 0.045 | 1392.3445 | 0.045
2911 | 35.3435 | 0.045 | 1393.4897 | 0.045
2912 | 35.3211 | 0.045 | 1394.636 | 0.045
2913 | 35.2988 | 0.045 | 1395.7834 | 0.045
2914 | 35.2765 | 0.045 | 1396.9319 | 0.045
2915 | 35.2542 | 0.045 | 1398.0815 | 0.045
2916 | 35.2318 | 0.045 | 1399.2322 | 0.045
2917 | 35.2095 | 0.045 | 1400.3841 | 0.045
2918 | 35.1872 | 0.045 | 1401.537 | 0.045
2919 | 35.1649 | 0.045 | 1402.691 | 0.045
2920 | 35.1425 | 0.045 | 1403.8462 | 0.045
2921 | 35.1202 | 0.045 | 1405.0024 | 0.045
2922 | 35.0979 | 0.045 | 1406.1598 | 0.045
2923 | 35.0756 | 0.045 | 1407.3182 | 0.045
2924 | 35.0532 | 0.045 | 1408.4778 | 0.045
2925 | 35.0309 | 0.045 | 1409.6386 | 0.045
2926 | 35.0086 | 0.045 | 1410.8004 | 0.045
2927 | 34.9863 | 0.045 | 1411.9633 | 0.045
2928 | 34.9639 | 0.045 | 1413.1274 | 0.045
2929 | 34.9416 | 0.045 | 1414.2926 | 0.045
2930 | 34.9193 | 0.045 | 1415.4589 | 0.045
2931 | 34.897 | 0.045 | 1416.6264 | 0.045
2932 | 34.8746 | 0.045 | 1417.795 | 0.045
2933 | 34.8523 | 0.045 | 1418.9647 | 0.045
2934 | 34.83 | 0.045 | 1420.1355 | 0.045
2935 | 34.8076 | 0.045 | 1421.3075 | 0.045
2936 | 34.7853 | 0.045 | 1422.4806 | 0.045
2937 | 34.763 | 0.045 | 1423.6549 | 0.045
2938 | 34.7406 | 0.045 | 1424.8303 | 0.045
2939 | 34.7183 | 0.045 | 1426.0068 | 0.045
2940 | 34.696 | 0.045 | 1427.1845 | 0.045
2941 | 34.6736 | 0.045 | 1428.3633 | 0.045
2942 | 34.6513 | 0.045 | 1429.5432 | 0.045
2943 | 34.629 | 0.045 | 1430.7244 | 0.045
2944 | 34.6066 | 0.045 | 1431.9066 | 0.045
2945 | 34.5843 | 0.045 | 1433.09 | 0.045
2946 | 34.562 | 0.045 | 1434.2746 | 0.045
2947 | 34.5396 | 0.045 | 1435.4603 | 0.045
2948 | 34.5173 | 0.045 | 1436.6472 | 0.045
2949 | 34.495 | 0.045 | 1437.8352 | 0.045
2950 | 34.4726 | 0.045 | 1439.0244 | 0.045
2951 | 34.4503 | 0.045 | 1440.2147 | 0.045
2952 | 34.428 | 0.045 | 1441.4062 | 0.045
2953 | 34.4056 | 0.045 | 1442.5989 | 0.045
2954 | 34.3833 | 0.045 | 1443.7928 | 0.045
2955 | 34.3609 | 0.045 | 1444.9878 | 0.045
2956 | 34.3386 | 0.045 | 1446.184 | 0.045
2957 | 34.3163 | 0.045 | 1447.3813 | 0.045
2958 | 34.2939 | 0.045 | 1448.5798 | 0.045
2959 | 34.2716 | 0.045 | 1449.7795 | 0.045
2960 | 34.2492 | 0.045 | 1450.9804 | 0.045
2961 | 34.2269 | 0.045 | 1452.1824 | 0.045
2962 | 34.2045 | 0.045 | 1453.3857 | 0.045
2963 | 34.1822 | 0.045 | 1454.5901 | 0.045
2964 | 34.1599 | 0.045 | 1455.7957 | 0.045
2965 | 34.1375 | 0.045 | 1457.0025 | 0.045
2966 | 34.1152 | 0.045 | 1458.2104 | 0.045
2967 | 34.0928 | 0.045 | 1459.4196 | 0.045
2968 | 34.0705 | 0.045 | 1460.6299 | 0.045
2969 | 34.0481 | 0.045 | 1461.8415 | 0.045
2970 | 34.0258 | 0.045 | 1463.0542 | 0.045
2971 | 34.0034 | 0.045 | 1464.2681 | 0.045
2972 | 33.9811 | 0.045 | 1465.4832 | 0.045
2973 | 33.9587 | 0.045 | 1466.6996 | 0.045
2974 | 33.9364 | 0.045 | 1467.9171 | 0.045
2975 | 33.914 | 0.045 | 1469.1358 | 0.045
2976 | 33.8917 | 0.045 | 1470.3557 | 0.045
2977 | 33.8693 | 0.045 | 1471.5769 | 0.045
2978 | 33.8469 | 0.045 | 1472.7992 | 0.045
2979 | 33.8246 | 0.045 | 1474.0228 | 0.045
2980 | 33.8022 | 0.045 | 1475.2475 | 0.045
2981 | 33.7799 | 0.045 | 1476.4735 | 0.045
2982 | 33.7575 | 0.045 | 1477.7007 | 0.045
2983 | 33.7352 | 0.045 | 1478.9291 | 0.045
2984 | 33.7128 | 0.045 | 1480.1587 | 0.045
2985 | 33.6904 | 0.045 | 1481.3896 | 0.045
2986 | 33.6681 | 0.045 | 1482.6216 | 0.045
2987 | 33.6457 | 0.045 | 1483.8549 | 0.045
2988 | 33.6233 | 0.045 | 1485.0895 | 0.045
2989 | 33.601 | 0.045 | 1486.3252 | 0.045
2990 | 33.5786 | 0.045 | 1487.5622 | 0.045
2991 | 33.5562 | 0.045 | 1488.8004 | 0.045
2992 | 33.5339 | 0.045 | 1490.0398 | 0.045
2993 | 33.5115 | 0.045 | 1491.2805 | 0.045
2994 | 33.4891 | 0.045 | 1492.5224 | 0.045
2995 | 33.4668 | 0.045 | 1493.7656 | 0.045
2996 | 33.4444 | 0.045 | 1495.01 | 0.045
2997 | 33.422 | 0.045 | 1496.2556 | 0.045
2998 | 33.3997 | 0.045 | 1497.5025 | 0.045
2999 | 33.3773 | 0.045 | 1498.7506 | 0.045
3000 | 33.3549 | 0.045 | 1500 | 0.045
3001 | 33.3325 | 0.045 | 1501.2506 | 0.045
3002 | 33.3102 | 0.045 | 1502.5025 | 0.045
3003 | 33.2878 | 0.045 | 1503.7556 | 0.045
3004 | 33.2654 | 0.045 | 1505.01 | 0.045
3005 | 33.243 | 0.045 | 1506.2657 | 0.045
3006 | 33.2206 | 0.045 | 1507.5226 | 0.045
3007 | 33.1983 | 0.045 | 1508.7807 | 0.045
3008 | 33.1759 | 0.045 | 1510.0402 | 0.045
3009 | 33.1535 | 0.045 | 1511.3009 | 0.045
3010 | 33.1311 | 0.045 | 1512.5628 | 0.045
3011 | 33.1087 | 0.045 | 1513.826 | 0.045
3012 | 33.0863 | 0.045 | 1515.0905 | 0.045
3013 | 33.064 | 0.045 | 1516.3563 | 0.045
3014 | 33.0416 | 0.045 | 1517.6234 | 0.045
3015 | 33.0192 | 0.045 | 1518.8917 | 0.045
3016 | 32.9968 | 0.045 | 1520.1613 | 0.045
3017 | 32.9744 | 0.045 | 1521.4322 | 0.045
3018 | 32.952 | 0.045 | 1522.7043 | 0.045
3019 | 32.9296 | 0.045 | 1523.9778 | 0.045
3020 | 32.9072 | 0.045 | 1525.2525 | 0.045
3021 | 32.8848 | 0.045 | 1526.5285 | 0.045
3022 | 32.8624 | 0.045 | 1527.8059 | 0.045
3023 | 32.84 | 0.045 | 1529.0845 | 0.045
3024 | 32.8176 | 0.045 | 1530.3644 | 0.045
3025 | 32.7952 | 0.045 | 1531.6456 | 0.045
3026 | 32.7728 | 0.045 | 1532.9281 | 0.045
3027 | 32.7504 | 0.045 | 1534.2119 | 0.045
3028 | 32.728 | 0.045 | 1535.497 | 0.045
3029 | 32.7056 | 0.045 | 1536.7834 | 0.045
3030 | 32.6832 | 0.045 | 1538.0711 | 0.045
3031 | 32.6608 | 0.045 | 1539.3601 | 0.045
3032 | 32.6384 | 0.045 | 1540.6504 | 0.045
3033 | 32.616 | 0.045 | 1541.942 | 0.045
3034 | 32.5936 | 0.045 | 1543.235 | 0.045
3035 | 32.5712 | 0.045 | 1544.5293 | 0.045
3036 | 32.5488 | 0.045 | 1545.8248 | 0.045
3037 | 32.5264 | 0.045 | 1547.1218 | 0.045
3038 | 32.5039 | 0.045 | 1548.42 | 0.045
3039 | 32.4815 | 0.045 | 1549.7195 | 0.045
3040 | 32.4591 | 0.045 | 1551.0204 | 0.045
3041 | 32.4367 | 0.045 | 1552.3226 | 0.045
3042 | 32.4143 | 0.045 | 1553.6261 | 0.045
3043 | 32.3918 | 0.045 | 1554.931 | 0.045
3044 | 32.3694 | 0.045 | 1556.2372 | 0.045
3045 | 32.347 | 0.045 | 1557.5448 | 0.045
3046 | 32.3246 | 0.045 | 1558.8536 | 0.045
3047 | 32.3021 | 0.045 | 1560.1639 | 0.045
3048 | 32.2797 | 0.045 | 1561.4754 | 0.045
3049 | 32.2573 | 0.045 | 1562.7883 | 0.045
3050 | 32.2349 | 0.045 | 1564.1026 | 0.045
3051 | 32.2124 | 0.045 | 1565.4182 | 0.045
3052 | 32.19 | 0.045 | 1566.7351 | 0.045
3053 | 32.1676 | 0.045 | 1568.0534 | 0.045
3054 | 32.1451 | 0.045 | 1569.3731 | 0.045
3055 | 32.1227 | 0.045 | 1570.6941 | 0.045
3056 | 32.1002 | 0.045 | 1572.0165 | 0.045
3057 | 32.0778 | 0.045 | 1573.3402 | 0.045
3058 | 32.0554 | 0.045 | 1574.6653 | 0.045
3059 | 32.0329 | 0.045 | 1575.9918 | 0.045
3060 | 32.0105 | 0.045 | 1577.3196 | 0.045
3061 | 31.988 | 0.045 | 1578.6488 | 0.045
3062 | 31.9656 | 0.045 | 1579.9794 | 0.045
3063 | 31.9431 | 0.045 | 1581.3113 | 0.045
3064 | 31.9207 | 0.045 | 1582.6446 | 0.045
3065 | 31.8982 | 0.045 | 1583.9793 | 0.045
3066 | 31.8758 | 0.045 | 1585.3154 | 0.045
3067 | 31.8533 | 0.045 | 1586.6529 | 0.045
3068 | 31.8309 | 0.045 | 1587.9917 | 0.045
3069 | 31.8084 | 0.045 | 1589.332 | 0.045
3070 | 31.786 | 0.045 | 1590.6736 | 0.045
3071 | 31.7635 | 0.045 | 1592.0166 | 0.045
3072 | 31.741 | 0.045 | 1593.361 | 0.045
3073 | 31.7186 | 0.045 | 1594.7068 | 0.045
3074 | 31.6961 | 0.045 | 1596.054 | 0.045
3075 | 31.6736 | 0.045 | 1597.4026 | 0.045
3076 | 31.6512 | 0.045 | 1598.7526 | 0.045
3077 | 31.6287 | 0.045 | 1600.104 | 0.045
3078 | 31.6062 | 0.045 | 1601.4568 | 0.045
3079 | 31.5838 | 0.045 | 1602.811 | 0.045
3080 | 31.5613 | 0.045 | 1604.1667 | 0.045
3081 | 31.5388 | 0.045 | 1605.5237 | 0.045
3082 | 31.5163 | 0.045 | 1606.8822 | 0.045
3083 | 31.4939 | 0.045 | 1608.242 | 0.045
3084 | 31.4714 | 0.045 | 1609.6033 | 0.045
3085 | 31.4489 | 0.045 | 1610.9661 | 0.045
3086 | 31.4264 | 0.045 | 1612.3302 | 0.045
3087 | 31.4039 | 0.045 | 1613.6958 | 0.045
3088 | 31.3814 | 0.045 | 1615.0628 | 0.045
3089 | 31.3589 | 0.045 | 1616.4312 | 0.045
3090 | 31.3365 | 0.045 | 1617.801 | 0.045
3091 | 31.314 | 0.045 | 1619.1723 | 0.045
3092 | 31.2915 | 0.045 | 1620.5451 | 0.045
3093 | 31.269 | 0.045 | 1621.9192 | 0.045
3094 | 31.2465 | 0.045 | 1623.2949 | 0.045
3095 | 31.224 | 0.045 | 1624.6719 | 0.045
3096 | 31.2015 | 0.045 | 1626.0504 | 0.045
3097 | 31.179 | 0.045 | 1627.4304 | 0.045
3098 | 31.1565 | 0.045 | 1628.8118 | 0.045
3099 | 31.134 | 0.045 | 1630.1946 | 0.045
3100 | 31.1115 | 0.045 | 1631.5789 | 0.045
3101 | 31.089 | 0.045 | 1632.9647 | 0.045
3102 | 31.0664 | 0.045 | 1634.3519 | 0.045
3103 | 31.0439 | 0.045 | 1635.7406 | 0.045
3104 | 31.0214 | 0.045 | 1637.1308 | 0.045
3105 | 30.9989 | 0.045 | 1638.5224 | 0.045
3106 | 30.9764 | 0.045 | 1639.9155 | 0.045
3107 | 30.9539 | 0.045 | 1641.3101 | 0.045
3108 | 30.9313 | 0.045 | 1642.7061 | 0.045
3109 | 30.9088 | 0.045 | 1644.1036 | 0.045
3110 | 30.8863 | 0.045 | 1645.5026 | 0.045
3111 | 30.8638 | 0.045 | 1646.9031 | 0.045
3112 | 30.8412 | 0.045 | 1648.3051 | 0.045
3113 | 30.8187 | 0.045 | 1649.7085 | 0.045
3114 | 30.7962 | 0.045 | 1651.1135 | 0.045
3115 | 30.7736 | 0.045 | 1652.5199 | 0.045
3116 | 30.7511 | 0.045 | 1653.9278 | 0.045
3117 | 30.7286 | 0.045 | 1655.3372 | 0.045
3118 | 30.706 | 0.045 | 1656.7481 | 0.045
3119 | 30.6835 | 0.045 | 1658.1606 | 0.045
3120 | 30.6609 | 0.045 | 1659.5745 | 0.045
3121 | 30.6384 | 0.045 | 1660.9899 | 0.045
3122 | 30.6159 | 0.045 | 1662.4068 | 0.045
3123 | 30.5933 | 0.045 | 1663.8253 | 0.045
3124 | 30.5707 | 0.045 | 1665.2452 | 0.045
3125 | 30.5482 | 0.045 | 1666.6667 | 0.045
3126 | 30.5256 | 0.045 | 1668.0896 | 0.045
3127 | 30.5031 | 0.045 | 1669.5141 | 0.045
3128 | 30.4805 | 0.045 | 1670.9402 | 0.045
3129 | 30.458 | 0.045 | 1672.3677 | 0.045
3130 | 30.4354 | 0.045 | 1673.7968 | 0.045
3131 | 30.4128 | 0.045 | 1675.2274 | 0.045
3132 | 30.3903 | 0.045 | 1676.6595 | 0.045
3133 | 30.3677 | 0.045 | 1678.0932 | 0.045
3134 | 30.3451 | 0.045 | 1679.5284 | 0.045
3135 | 30.3226 | 0.045 | 1680.9651 | 0.045
3136 | 30.3 | 0.045 | 1682.4034 | 0.045
3137 | 30.2774 | 0.045 | 1683.8433 | 0.045
3138 | 30.2548 | 0.045 | 1685.2846 | 0.045
3139 | 30.2322 | 0.045 | 1686.7276 | 0.045
3140 | 30.2097 | 0.045 | 1688.172 | 0.045
3141 | 30.1871 | 0.045 | 1689.6181 | 0.045
3142 | 30.1645 | 0.045 | 1691.0657 | 0.045
3143 | 30.1419 | 0.045 | 1692.5148 | 0.045
3144 | 30.1193 | 0.045 | 1693.9655 | 0.045
3145 | 30.0967 | 0.045 | 1695.4178 | 0.045
3146 | 30.0741 | 0.045 | 1696.8716 | 0.045
3147 | 30.0515 | 0.045 | 1698.327 | 0.045
3148 | 30.0289 | 0.045 | 1699.784 | 0.045
3149 | 30.0063 | 0.045 | 1701.2426 | 0.045
3150 | 29.9837 | 0.045 | 1702.7027 | 0.045
3151 | 29.9611 | 0.045 | 1704.1644 | 0.045
3152 | 29.9385 | 0.045 | 1705.6277 | 0.045
3153 | 29.9159 | 0.045 | 1707.0926 | 0.045
3154 | 29.8933 | 0.045 | 1708.559 | 0.045
3155 | 29.8707 | 0.045 | 1710.0271 | 0.045
3156 | 29.848 | 0.045 | 1711.4967 | 0.045
3157 | 29.8254 | 0.045 | 1712.968 | 0.045
3158 | 29.8028 | 0.045 | 1714.4408 | 0.045
3159 | 29.7802 | 0.045 | 1715.9153 | 0.045
3160 | 29.7575 | 0.045 | 1717.3913 | 0.045
3161 | 29.7349 | 0.045 | 1718.869 | 0.045
3162 | 29.7123 | 0.045 | 1720.3482 | 0.045
3163 | 29.6896 | 0.045 | 1721.8291 | 0.045
3164 | 29.667 | 0.045 | 1723.3115 | 0.045
3165 | 29.6444 | 0.045 | 1724.7956 | 0.045
3166 | 29.6217 | 0.045 | 1726.2814 | 0.045
3167 | 29.5991 | 0.045 | 1727.7687 | 0.045
3168 | 29.5764 | 0.045 | 1729.2576 | 0.045
3169 | 29.5538 | 0.045 | 1730.7482 | 0.045
3170 | 29.5311 | 0.045 | 1732.2404 | 0.045
3171 | 29.5085 | 0.045 | 1733.7343 | 0.045
3172 | 29.4858 | 0.045 | 1735.2298 | 0.045
3173 | 29.4632 | 0.045 | 1736.7269 | 0.045
3174 | 29.4405 | 0.045 | 1738.2256 | 0.045
3175 | 29.4179 | 0.045 | 1739.726 | 0.045
3176 | 29.3952 | 0.045 | 1741.2281 | 0.045
3177 | 29.3725 | 0.045 | 1742.7318 | 0.045
3178 | 29.3499 | 0.045 | 1744.2371 | 0.045
3179 | 29.3272 | 0.045 | 1745.7441 | 0.045
3180 | 29.3045 | 0.045 | 1747.2527 | 0.045
3181 | 29.2818 | 0.045 | 1748.7631 | 0.045
3182 | 29.2592 | 0.045 | 1750.275 | 0.045
3183 | 29.2365 | 0.045 | 1751.7887 | 0.045
3184 | 29.2138 | 0.045 | 1753.304 | 0.045
3185 | 29.1911 | 0.045 | 1754.8209 | 0.045
3186 | 29.1684 | 0.045 | 1756.3396 | 0.045
3187 | 29.1457 | 0.045 | 1757.8599 | 0.045
3188 | 29.123 | 0.045 | 1759.3819 | 0.045
3189 | 29.1003 | 0.045 | 1760.9056 | 0.045
3190 | 29.0777 | 0.045 | 1762.4309 | 0.045
3191 | 29.0549 | 0.045 | 1763.958 | 0.045
3192 | 29.0322 | 0.045 | 1765.4867 | 0.045
3193 | 29.0095 | 0.045 | 1767.0172 | 0.045
3194 | 28.9868 | 0.045 | 1768.5493 | 0.045
3195 | 28.9641 | 0.045 | 1770.0831 | 0.045
3196 | 28.9414 | 0.045 | 1771.6186 | 0.045
3197 | 28.9187 | 0.045 | 1773.1559 | 0.045
3198 | 28.896 | 0.045 | 1774.6948 | 0.045
3199 | 28.8733 | 0.045 | 1776.2354 | 0.045
3200 | 28.8505 | 0.045 | 1777.7778 | 0.045
3201 | 28.8278 | 0.045 | 1779.3218 | 0.045
3202 | 28.8051 | 0.045 | 1780.8676 | 0.045
3203 | 28.7823 | 0.045 | 1782.4151 | 0.045
3204 | 28.7596 | 0.045 | 1783.9644 | 0.045
3205 | 28.7369 | 0.045 | 1785.5153 | 0.045
3206 | 28.7141 | 0.045 | 1787.068 | 0.045
3207 | 28.6914 | 0.045 | 1788.6224 | 0.045
3208 | 28.6686 | 0.045 | 1790.1786 | 0.045
3209 | 28.6459 | 0.045 | 1791.7365 | 0.045
3210 | 28.6231 | 0.046 | 1793.2961 | 0.045
3211 | 28.6004 | 0.046 | 1794.8575 | 0.045
3212 | 28.5776 | 0.046 | 1796.4206 | 0.045
3213 | 28.5549 | 0.046 | 1797.9855 | 0.045
3214 | 28.5321 | 0.046 | 1799.5521 | 0.045
3215 | 28.5094 | 0.046 | 1801.1204 | 0.045
3216 | 28.4866 | 0.046 | 1802.6906 | 0.045
3217 | 28.4638 | 0.046 | 1804.2625 | 0.045
3218 | 28.441 | 0.046 | 1805.8361 | 0.045
3219 | 28.4183 | 0.046 | 1807.4116 | 0.045
3220 | 28.3955 | 0.046 | 1808.9888 | 0.045
3221 | 28.3727 | 0.046 | 1810.5677 | 0.045
3222 | 28.3499 | 0.046 | 1812.1485 | 0.045
3223 | 28.3271 | 0.046 | 1813.731 | 0.045
3224 | 28.3043 | 0.046 | 1815.3153 | 0.045
3225 | 28.2816 | 0.046 | 1816.9014 | 0.045
3226 | 28.2588 | 0.046 | 1818.4893 | 0.045
3227 | 28.236 | 0.046 | 1820.079 | 0.045
3228 | 28.2132 | 0.046 | 1821.6704 | 0.045
3229 | 28.1904 | 0.046 | 1823.2637 | 0.045
3230 | 28.1676 | 0.046 | 1824.8588 | 0.045
3231 | 28.1447 | 0.046 | 1826.4556 | 0.045
3232 | 28.1219 | 0.046 | 1828.0543 | 0.045
3233 | 28.0991 | 0.046 | 1829.6548 | 0.045
3234 | 28.0763 | 0.046 | 1831.2571 | 0.045
3235 | 28.0535 | 0.046 | 1832.8612 | 0.045
3236 | 28.0307 | 0.046 | 1834.4671 | 0.045
3237 | 28.0078 | 0.046 | 1836.0749 | 0.045
3238 | 27.985 | 0.046 | 1837.6844 | 0.045
3239 | 27.9622 | 0.046 | 1839.2959 | 0.045
3240 | 27.9393 | 0.046 | 1840.9091 | 0.045
3241 | 27.9165 | 0.046 | 1842.5242 | 0.045
3242 | 27.8937 | 0.046 | 1844.1411 | 0.045
3243 | 27.8708 | 0.046 | 1845.7598 | 0.045
3244 | 27.848 | 0.046 | 1847.3804 | 0.045
3245 | 27.8251 | 0.046 | 1849.0028 | 0.045
3246 | 27.8023 | 0.046 | 1850.6271 | 0.045
3247 | 27.7794 | 0.046 | 1852.2533 | 0.045
3248 | 27.7565 | 0.046 | 1853.8813 | 0.045
3249 | 27.7337 | 0.046 | 1855.5111 | 0.045
3250 | 27.7108 | 0.046 | 1857.1429 | 0.045
3251 | 27.6879 | 0.046 | 1858.7764 | 0.045
3252 | 27.6651 | 0.046 | 1860.4119 | 0.045
3253 | 27.6422 | 0.046 | 1862.0492 | 0.045
3254 | 27.6193 | 0.046 | 1863.6884 | 0.045
3255 | 27.5964 | 0.046 | 1865.3295 | 0.045
3256 | 27.5736 | 0.046 | 1866.9725 | 0.045
3257 | 27.5507 | 0.046 | 1868.6173 | 0.045
3258 | 27.5278 | 0.046 | 1870.2641 | 0.045
3259 | 27.5049 | 0.046 | 1871.9127 | 0.045
3260 | 27.482 | 0.046 | 1873.5632 | 0.045
3261 | 27.4591 | 0.046 | 1875.2156 | 0.045
3262 | 27.4362 | 0.046 | 1876.87 | 0.045
3263 | 27.4133 | 0.046 | 1878.5262 | 0.045
3264 | 27.3904 | 0.046 | 1880.1843 | 0.045
3265 | 27.3675 | 0.046 | 1881.8444 | 0.045
3266 | 27.3445 | 0.046 | 1883.5063 | 0.045
3267 | 27.3216 | 0.046 | 1885.1702 | 0.045
3268 | 27.2987 | 0.046 | 1886.836 | 0.045
3269 | 27.2758 | 0.046 | 1888.5038 | 0.045
3270 | 27.2528 | 0.046 | 1890.1734 | 0.045
3271 | 27.2299 | 0.046 | 1891.845 | 0.045
3272 | 27.207 | 0.046 | 1893.5185 | 0.045
3273 | 27.184 | 0.046 | 1895.194 | 0.045
3274 | 27.1611 | 0.046 | 1896.8714 | 0.045
3275 | 27.1381 | 0.046 | 1898.5507 | 0.045
3276 | 27.1152 | 0.046 | 1900.232 | 0.045
3277 | 27.0922 | 0.046 | 1901.9153 | 0.045
3278 | 27.0693 | 0.046 | 1903.6005 | 0.045
3279 | 27.0463 | 0.046 | 1905.2876 | 0.045
3280 | 27.0234 | 0.046 | 1906.9767 | 0.045
3281 | 27.0004 | 0.046 | 1908.6678 | 0.045
3282 | 26.9774 | 0.046 | 1910.3609 | 0.045
3283 | 26.9545 | 0.046 | 1912.0559 | 0.045
3284 | 26.9315 | 0.046 | 1913.7529 | 0.045
3285 | 26.9085 | 0.046 | 1915.4519 | 0.045
3286 | 26.8855 | 0.046 | 1917.1529 | 0.045
3287 | 26.8625 | 0.046 | 1918.8558 | 0.045
3288 | 26.8395 | 0.046 | 1920.5607 | 0.045
3289 | 26.8166 | 0.046 | 1922.2677 | 0.045
3290 | 26.7936 | 0.046 | 1923.9766 | 0.045
3291 | 26.7706 | 0.046 | 1925.6875 | 0.045
3292 | 26.7476 | 0.046 | 1927.4005 | 0.045
3293 | 26.7245 | 0.046 | 1929.1154 | 0.045
3294 | 26.7015 | 0.046 | 1930.8324 | 0.045
3295 | 26.6785 | 0.046 | 1932.5513 | 0.045
3296 | 26.6555 | 0.046 | 1934.2723 | 0.045
3297 | 26.6325 | 0.046 | 1935.9953 | 0.045
3298 | 26.6095 | 0.046 | 1937.7203 | 0.045
3299 | 26.5864 | 0.046 | 1939.4474 | 0.045
3300 | 26.5634 | 0.046 | 1941.1765 | 0.045
3301 | 26.5404 | 0.046 | 1942.9076 | 0.045
3302 | 26.5173 | 0.046 | 1944.6408 | 0.045
3303 | 26.4943 | 0.046 | 1946.376 | 0.045
3304 | 26.4712 | 0.046 | 1948.1132 | 0.045
3305 | 26.4482 | 0.046 | 1949.8525 | 0.045
3306 | 26.4251 | 0.046 | 1951.5939 | 0.045
3307 | 26.4021 | 0.046 | 1953.3373 | 0.045
3308 | 26.379 | 0.046 | 1955.0827 | 0.045
3309 | 26.356 | 0.046 | 1956.8303 | 0.045
3310 | 26.3329 | 0.046 | 1958.5799 | 0.045
3311 | 26.3098 | 0.046 | 1960.3316 | 0.045
3312 | 26.2867 | 0.046 | 1962.0853 | 0.045
3313 | 26.2637 | 0.046 | 1963.8411 | 0.045
3314 | 26.2406 | 0.046 | 1965.5991 | 0.045
3315 | 26.2175 | 0.046 | 1967.3591 | 0.045
3316 | 26.1944 | 0.046 | 1969.1211 | 0.045
3317 | 26.1713 | 0.046 | 1970.8853 | 0.045
3318 | 26.1482 | 0.046 | 1972.6516 | 0.045
3319 | 26.1251 | 0.046 | 1974.42 | 0.045
3320 | 26.102 | 0.046 | 1976.1905 | 0.045
3321 | 26.0789 | 0.046 | 1977.9631 | 0.045
3322 | 26.0558 | 0.046 | 1979.7378 | 0.045
3323 | 26.0327 | 0.046 | 1981.5146 | 0.045
3324 | 26.0096 | 0.046 | 1983.2936 | 0.045
3325 | 25.9864 | 0.046 | 1985.0746 | 0.045
3326 | 25.9633 | 0.046 | 1986.8578 | 0.045
3327 | 25.9402 | 0.046 | 1988.6432 | 0.045
3328 | 25.917 | 0.046 | 1990.4306 | 0.045
3329 | 25.8939 | 0.046 | 1992.2202 | 0.045
3330 | 25.8708 | 0.046 | 1994.012 | 0.045
3331 | 25.8476 | 0.046 | 1995.8059 | 0.045
3332 | 25.8245 | 0.046 | 1997.6019 | 0.045
3333 | 25.8013 | 0.046 | 1999.4001 | 0.045
3334 | 25.7782 | 0.046 | 2001.2005 | 0.045
3335 | 25.755 | 0.046 | 2003.003 | 0.045
3336 | 25.7318 | 0.046 | 2004.8077 | 0.045
3337 | 25.7087 | 0.046 | 2006.6146 | 0.045
3338 | 25.6855 | 0.046 | 2008.4236 | 0.045
3339 | 25.6623 | 0.046 | 2010.2348 | 0.045
3340 | 25.6391 | 0.046 | 2012.0482 | 0.045
3341 | 25.6159 | 0.046 | 2013.8638 | 0.045
3342 | 25.5927 | 0.046 | 2015.6815 | 0.045
3343 | 25.5695 | 0.046 | 2017.5015 | 0.045
3344 | 25.5464 | 0.046 | 2019.3237 | 0.045
3345 | 25.5231 | 0.046 | 2021.148 | 0.045
3346 | 25.4999 | 0.046 | 2022.9746 | 0.045
3347 | 25.4767 | 0.046 | 2024.8034 | 0.045
3348 | 25.4535 | 0.046 | 2026.6344 | 0.045
3349 | 25.4303 | 0.046 | 2028.4676 | 0.045
3350 | 25.4071 | 0.046 | 2030.303 | 0.045
3351 | 25.3839 | 0.046 | 2032.1407 | 0.045
3352 | 25.3606 | 0.046 | 2033.9806 | 0.045
3353 | 25.3374 | 0.046 | 2035.8227 | 0.045
3354 | 25.3142 | 0.046 | 2037.6671 | 0.045
3355 | 25.2909 | 0.046 | 2039.5137 | 0.045
3356 | 25.2677 | 0.046 | 2041.3625 | 0.045
3357 | 25.2444 | 0.047 | 2043.2136 | 0.045
3358 | 25.2212 | 0.047 | 2045.067 | 0.045
3359 | 25.1979 | 0.047 | 2046.9226 | 0.045
3360 | 25.1746 | 0.047 | 2048.7805 | 0.045
3361 | 25.1514 | 0.047 | 2050.6406 | 0.045
3362 | 25.1281 | 0.047 | 2052.5031 | 0.045
3363 | 25.1048 | 0.047 | 2054.3677 | 0.045
3364 | 25.0815 | 0.047 | 2056.2347 | 0.045
3365 | 25.0583 | 0.047 | 2058.104 | 0.045
3366 | 25.035 | 0.047 | 2059.9755 | 0.045
3367 | 25.0117 | 0.047 | 2061.8494 | 0.045
3368 | 24.9884 | 0.047 | 2063.7255 | 0.045
3369 | 24.9651 | 0.047 | 2065.6039 | 0.045
3370 | 24.9418 | 0.047 | 2067.4847 | 0.045
3371 | 24.9185 | 0.047 | 2069.3677 | 0.045
3372 | 24.8951 | 0.047 | 2071.2531 | 0.045
3373 | 24.8718 | 0.047 | 2073.1407 | 0.045
3374 | 24.8485 | 0.047 | 2075.0308 | 0.045
3375 | 24.8252 | 0.047 | 2076.9231 | 0.045
3376 | 24.8018 | 0.047 | 2078.8177 | 0.045
3377 | 24.7785 | 0.047 | 2080.7147 | 0.045
3378 | 24.7552 | 0.047 | 2082.6141 | 0.045
3379 | 24.7318 | 0.047 | 2084.5157 | 0.045
3380 | 24.7085 | 0.047 | 2086.4198 | 0.045
3381 | 24.6851 | 0.047 | 2088.3261 | 0.045
3382 | 24.6618 | 0.047 | 2090.2349 | 0.045
3383 | 24.6384 | 0.047 | 2092.1459 | 0.045
3384 | 24.615 | 0.047 | 2094.0594 | 0.045
3385 | 24.5917 | 0.047 | 2095.9752 | 0.045
3386 | 24.5683 | 0.047 | 2097.8934 | 0.045
3387 | 24.5449 | 0.047 | 2099.814 | 0.045
3388 | 24.5215 | 0.047 | 2101.737 | 0.045
3389 | 24.4981 | 0.047 | 2103.6623 | 0.045
3390 | 24.4747 | 0.047 | 2105.5901 | 0.045
3391 | 24.4513 | 0.047 | 2107.5202 | 0.045
3392 | 24.4279 | 0.047 | 2109.4527 | 0.045
3393 | 24.4045 | 0.047 | 2111.3877 | 0.045
3394 | 24.3811 | 0.047 | 2113.325 | 0.045
3395 | 24.3577 | 0.047 | 2115.2648 | 0.045
3396 | 24.3343 | 0.047 | 2117.207 | 0.045
3397 | 24.3109 | 0.047 | 2119.1516 | 0.045
3398 | 24.2874 | 0.047 | 2121.0986 | 0.045
3399 | 24.264 | 0.047 | 2123.0481 | 0.045
3400 | 24.2406 | 0.047 | 2125 | 0.045
3401 | 24.2171 | 0.047 | 2126.9543 | 0.045
3402 | 24.1937 | 0.047 | 2128.9111 | 0.045
3403 | 24.1702 | 0.047 | 2130.8704 | 0.045
3404 | 24.1467 | 0.047 | 2132.8321 | 0.045
3405 | 24.1233 | 0.047 | 2134.7962 | 0.045
3406 | 24.0998 | 0.047 | 2136.7629 | 0.045
3407 | 24.0763 | 0.047 | 2138.732 | 0.045
3408 | 24.0529 | 0.047 | 2140.7035 | 0.045
3409 | 24.0294 | 0.047 | 2142.6776 | 0.045
3410 | 24.0059 | 0.047 | 2144.6541 | 0.045
3411 | 23.9824 | 0.047 | 2146.6331 | 0.045
3412 | 23.9589 | 0.047 | 2148.6146 | 0.045
3413 | 23.9354 | 0.047 | 2150.5986 | 0.045
3414 | 23.9119 | 0.047 | 2152.5851 | 0.045
3415 | 23.8884 | 0.047 | 2154.5741 | 0.045
3416 | 23.8649 | 0.047 | 2156.5657 | 0.045
3417 | 23.8414 | 0.047 | 2158.5597 | 0.045
3418 | 23.8178 | 0.047 | 2160.5563 | 0.045
3419 | 23.7943 | 0.047 | 2162.5553 | 0.045
3420 | 23.7708 | 0.047 | 2164.557 | 0.045
3421 | 23.7472 | 0.047 | 2166.5611 | 0.045
3422 | 23.7237 | 0.047 | 2168.5678 | 0.045
3423 | 23.7001 | 0.047 | 2170.577 | 0.045
3424 | 23.6766 | 0.047 | 2172.5888 | 0.045
3425 | 23.653 | 0.047 | 2174.6032 | 0.045
3426 | 23.6295 | 0.047 | 2176.6201 | 0.045
3427 | 23.6059 | 0.047 | 2178.6395 | 0.045
3428 | 23.5823 | 0.047 | 2180.6616 | 0.045
3429 | 23.5588 | 0.047 | 2182.6862 | 0.045
3430 | 23.5352 | 0.047 | 2184.7134 | 0.045
3431 | 23.5116 | 0.047 | 2186.7431 | 0.045
3432 | 23.488 | 0.047 | 2188.7755 | 0.045
3433 | 23.4644 | 0.047 | 2190.8105 | 0.045
3434 | 23.4408 | 0.047 | 2192.848 | 0.045
3435 | 23.4172 | 0.047 | 2194.8882 | 0.045
3436 | 23.3936 | 0.047 | 2196.9309 | 0.045
3437 | 23.37 | 0.047 | 2198.9763 | 0.045
3438 | 23.3463 | 0.047 | 2201.0243 | 0.045
3439 | 23.3227 | 0.047 | 2203.075 | 0.045
3440 | 23.2991 | 0.047 | 2205.1282 | 0.045
3441 | 23.2754 | 0.047 | 2207.1841 | 0.045
3442 | 23.2518 | 0.047 | 2209.2426 | 0.045
3443 | 23.2281 | 0.047 | 2211.3038 | 0.045
3444 | 23.2045 | 0.047 | 2213.3676 | 0.045
3445 | 23.1808 | 0.047 | 2215.4341 | 0.045
3446 | 23.1572 | 0.047 | 2217.5032 | 0.045
3447 | 23.1335 | 0.047 | 2219.575 | 0.045
3448 | 23.1098 | 0.047 | 2221.6495 | 0.045
3449 | 23.0861 | 0.047 | 2223.7266 | 0.045
3450 | 23.0625 | 0.047 | 2225.8065 | 0.045
3451 | 23.0388 | 0.047 | 2227.889 | 0.045
3452 | 23.0151 | 0.047 | 2229.9742 | 0.045
3453 | 22.9914 | 0.047 | 2232.0621 | 0.045
3454 | 22.9677 | 0.047 | 2234.1527 | 0.045
3455 | 22.9439 | 0.047 | 2236.246 | 0.045
3456 | 22.9202 | 0.047 | 2238.342 | 0.045
3457 | 22.8965 | 0.047 | 2240.4407 | 0.045
3458 | 22.8728 | 0.047 | 2242.5422 | 0.045
3459 | 22.8491 | 0.047 | 2244.6463 | 0.045
3460 | 22.8253 | 0.047 | 2246.7532 | 0.045
3461 | 22.8016 | 0.047 | 2248.8629 | 0.045
3462 | 22.7778 | 0.048 | 2250.9753 | 0.045
3463 | 22.7541 | 0.048 | 2253.0904 | 0.045
3464 | 22.7303 | 0.048 | 2255.2083 | 0.045
3465 | 22.7065 | 0.048 | 2257.329 | 0.045
3466 | 22.6828 | 0.048 | 2259.4524 | 0.045
3467 | 22.659 | 0.048 | 2261.5786 | 0.045
3468 | 22.6352 | 0.048 | 2263.7076 | 0.045
3469 | 22.6114 | 0.048 | 2265.8393 | 0.045
3470 | 22.5876 | 0.048 | 2267.9739 | 0.045
3471 | 22.5638 | 0.048 | 2270.1112 | 0.045
3472 | 22.54 | 0.048 | 2272.2513 | 0.045
3473 | 22.5162 | 0.048 | 2274.3942 | 0.045
3474 | 22.4924 | 0.048 | 2276.54 | 0.045
3475 | 22.4686 | 0.048 | 2278.6885 | 0.045
3476 | 22.4448 | 0.048 | 2280.8399 | 0.045
3477 | 22.421 | 0.048 | 2282.9941 | 0.045
3478 | 22.3971 | 0.048 | 2285.1511 | 0.045
3479 | 22.3733 | 0.048 | 2287.311 | 0.045
3480 | 22.3494 | 0.048 | 2289.4737 | 0.045
3481 | 22.3256 | 0.048 | 2291.6392 | 0.045
3482 | 22.3017 | 0.048 | 2293.8076 | 0.045
3483 | 22.2779 | 0.048 | 2295.9789 | 0.045
3484 | 22.254 | 0.048 | 2298.153 | 0.045
3485 | 22.2301 | 0.048 | 2300.33 | 0.045
3486 | 22.2062 | 0.048 | 2302.5099 | 0.045
3487 | 22.1823 | 0.048 | 2304.6927 | 0.045
3488 | 22.1585 | 0.048 | 2306.8783 | 0.045
3489 | 22.1346 | 0.048 | 2309.0668 | 0.045
3490 | 22.1107 | 0.048 | 2311.2583 | 0.045
3491 | 22.0867 | 0.048 | 2313.4526 | 0.045
3492 | 22.0628 | 0.048 | 2315.6499 | 0.045
3493 | 22.0389 | 0.048 | 2317.85 | 0.045
3494 | 22.015 | 0.048 | 2320.0531 | 0.045
3495 | 21.9911 | 0.048 | 2322.2591 | 0.045
3496 | 21.9671 | 0.048 | 2324.4681 | 0.045
3497 | 21.9432 | 0.048 | 2326.68 | 0.045
3498 | 21.9192 | 0.048 | 2328.8948 | 0.045
3499 | 21.8953 | 0.048 | 2331.1126 | 0.045
3500 | 21.8713 | 0.048 | 2333.3333 | 0.045
3501 | 21.8473 | 0.048 | 2335.557 | 0.045
3502 | 21.8234 | 0.048 | 2337.7837 | 0.045
3503 | 21.7994 | 0.048 | 2340.0134 | 0.045
3504 | 21.7754 | 0.048 | 2342.246 | 0.045
3505 | 21.7514 | 0.048 | 2344.4816 | 0.045
3506 | 21.7274 | 0.048 | 2346.7202 | 0.045
3507 | 21.7034 | 0.048 | 2348.9618 | 0.045
3508 | 21.6794 | 0.048 | 2351.2064 | 0.045
3509 | 21.6554 | 0.048 | 2353.4541 | 0.045
3510 | 21.6314 | 0.048 | 2355.7047 | 0.045
3511 | 21.6074 | 0.048 | 2357.9584 | 0.045
3512 | 21.5833 | 0.048 | 2360.2151 | 0.045
3513 | 21.5593 | 0.048 | 2362.4748 | 0.045
3514 | 21.5352 | 0.048 | 2364.7376 | 0.045
3515 | 21.5112 | 0.048 | 2367.0034 | 0.045
3516 | 21.4871 | 0.048 | 2369.2722 | 0.045
3517 | 21.4631 | 0.048 | 2371.5442 | 0.045
3518 | 21.439 | 0.048 | 2373.8192 | 0.045
3519 | 21.4149 | 0.048 | 2376.0972 | 0.045
3520 | 21.3909 | 0.048 | 2378.3784 | 0.045
3521 | 21.3668 | 0.048 | 2380.6626 | 0.045
3522 | 21.3427 | 0.048 | 2382.9499 | 0.045
3523 | 21.3186 | 0.048 | 2385.2404 | 0.045
3524 | 21.2945 | 0.048 | 2387.5339 | 0.045
3525 | 21.2704 | 0.048 | 2389.8305 | 0.045
3526 | 21.2462 | 0.048 | 2392.1303 | 0.045
3527 | 21.2221 | 0.048 | 2394.4331 | 0.045
3528 | 21.198 | 0.048 | 2396.7391 | 0.045
3529 | 21.1739 | 0.048 | 2399.0483 | 0.045
3530 | 21.1497 | 0.048 | 2401.3605 | 0.045
3531 | 21.1256 | 0.048 | 2403.676 | 0.045
3532 | 21.1014 | 0.048 | 2405.9946 | 0.045
3533 | 21.0773 | 0.048 | 2408.3163 | 0.045
3534 | 21.0531 | 0.048 | 2410.6412 | 0.045
3535 | 21.0289 | 0.048 | 2412.9693 | 0.045
3536 | 21.0047 | 0.048 | 2415.3005 | 0.045
3537 | 20.9805 | 0.048 | 2417.635 | 0.045
3538 | 20.9564 | 0.048 | 2419.9726 | 0.045
3539 | 20.9322 | 0.048 | 2422.3135 | 0.045
3540 | 20.908 | 0.048 | 2424.6575 | 0.045
3541 | 20.8837 | 0.048 | 2427.0048 | 0.045
3542 | 20.8595 | 0.048 | 2429.3553 | 0.045
3543 | 20.8353 | 0.048 | 2431.709 | 0.045
3544 | 20.8111 | 0.048 | 2434.0659 | 0.045
3545 | 20.7868 | 0.048 | 2436.4261 | 0.045
3546 | 20.7626 | 0.048 | 2438.7895 | 0.045
3547 | 20.7383 | 0.049 | 2441.1562 | 0.045
3548 | 20.7141 | 0.049 | 2443.5262 | 0.045
3549 | 20.6898 | 0.049 | 2445.8994 | 0.045
3550 | 20.6656 | 0.049 | 2448.2759 | 0.045
3551 | 20.6413 | 0.049 | 2450.6556 | 0.045
3552 | 20.617 | 0.049 | 2453.0387 | 0.045
3553 | 20.5927 | 0.049 | 2455.425 | 0.045
3554 | 20.5684 | 0.049 | 2457.8147 | 0.045
3555 | 20.5441 | 0.049 | 2460.2076 | 0.045
3556 | 20.5198 | 0.049 | 2462.6039 | 0.045
3557 | 20.4955 | 0.049 | 2465.0035 | 0.045
3558 | 20.4712 | 0.049 | 2467.4064 | 0.045
3559 | 20.4468 | 0.049 | 2469.8126 | 0.045
3560 | 20.4225 | 0.049 | 2472.2222 | 0.045
3561 | 20.3982 | 0.049 | 2474.6352 | 0.045
3562 | 20.3738 | 0.049 | 2477.0515 | 0.045
3563 | 20.3495 | 0.049 | 2479.4711 | 0.045
3564 | 20.3251 | 0.049 | 2481.8942 | 0.045
3565 | 20.3007 | 0.049 | 2484.3206 | 0.045
3566 | 20.2763 | 0.049 | 2486.7503 | 0.045
3567 | 20.252 | 0.049 | 2489.1835 | 0.045
3568 | 20.2276 | 0.049 | 2491.6201 | 0.045
3569 | 20.2032 | 0.049 | 2494.0601 | 0.045
3570 | 20.1788 | 0.049 | 2496.5035 | 0.045
3571 | 20.1544 | 0.049 | 2498.9503 | 0.045
3572 | 20.13 | 0.049 | 2501.4006 | 0.045
3573 | 20.1055 | 0.049 | 2503.8542 | 0.045
3574 | 20.0811 | 0.049 | 2506.3114 | 0.045
3575 | 20.0567 | 0.049 | 2508.7719 | 0.045
3576 | 20.0322 | 0.049 | 2511.236 | 0.045
3577 | 20.0078 | 0.049 | 2513.7034 | 0.045
3578 | 19.9833 | 0.049 | 2516.1744 | 0.045
3579 | 19.9589 | 0.049 | 2518.6488 | 0.045
3580 | 19.9344 | 0.049 | 2521.1268 | 0.045
3581 | 19.9099 | 0.049 | 2523.6082 | 0.045
3582 | 19.8854 | 0.049 | 2526.0931 | 0.045
3583 | 19.8609 | 0.049 | 2528.5815 | 0.045
3584 | 19.8364 | 0.049 | 2531.0734 | 0.045
3585 | 19.8119 | 0.049 | 2533.5689 | 0.045
3586 | 19.7874 | 0.049 | 2536.0679 | 0.045
3587 | 19.7629 | 0.049 | 2538.5704 | 0.045
3588 | 19.7384 | 0.049 | 2541.0765 | 0.045
3589 | 19.7138 | 0.049 | 2543.5861 | 0.045
3590 | 19.6893 | 0.049 | 2546.0993 | 0.045
3591 | 19.6647 | 0.049 | 2548.616 | 0.045
3592 | 19.6402 | 0.049 | 2551.1364 | 0.045
3593 | 19.6156 | 0.049 | 2553.6603 | 0.045
3594 | 19.591 | 0.049 | 2556.1878 | 0.045
3595 | 19.5665 | 0.049 | 2558.7189 | 0.045
3596 | 19.5419 | 0.049 | 2561.2536 | 0.045
3597 | 19.5173 | 0.049 | 2563.7919 | 0.045
3598 | 19.4927 | 0.049 | 2566.3338 | 0.045
3599 | 19.4681 | 0.049 | 2568.8794 | 0.045
3600 | 19.4435 | 0.049 | 2571.4286 | 0.045
3601 | 19.4189 | 0.049 | 2573.9814 | 0.045
3602 | 19.3942 | 0.049 | 2576.5379 | 0.045
3603 | 19.3696 | 0.049 | 2579.0981 | 0.045
3604 | 19.345 | 0.049 | 2581.6619 | 0.045
3605 | 19.3203 | 0.049 | 2584.2294 | 0.045
3606 | 19.2957 | 0.049 | 2586.8006 | 0.045
3607 | 19.271 | 0.049 | 2589.3754 | 0.045
3608 | 19.2463 | 0.049 | 2591.954 | 0.045
3609 | 19.2216 | 0.049 | 2594.5363 | 0.045
3610 | 19.1969 | 0.049 | 2597.1223 | 0.045
3611 | 19.1723 | 0.049 | 2599.712 | 0.045
3612 | 19.1476 | 0.049 | 2602.3055 | 0.045
3613 | 19.1228 | 0.049 | 2604.9027 | 0.045
3614 | 19.0981 | 0.049 | 2607.5036 | 0.045
3615 | 19.0734 | 0.049 | 2610.1083 | 0.045
3616 | 19.0487 | 0.049 | 2612.7168 | 0.045
3617 | 19.0239 | 0.049 | 2615.329 | 0.045
3618 | 18.9992 | 0.049 | 2617.945 | 0.045
3619 | 18.9744 | 0.05 | 2620.5648 | 0.045
3620 | 18.9497 | 0.05 | 2623.1884 | 0.045
3621 | 18.9249 | 0.05 | 2625.8158 | 0.045
3622 | 18.9001 | 0.05 | 2628.447 | 0.045
3623 | 18.8753 | 0.05 | 2631.0821 | 0.045
3624 | 18.8506 | 0.05 | 2633.7209 | 0.045
3625 | 18.8258 | 0.05 | 2636.3636 | 0.045
3626 | 18.801 | 0.05 | 2639.0102 | 0.045
3627 | 18.7761 | 0.05 | 2641.6606 | 0.045
3628 | 18.7513 | 0.05 | 2644.3149 | 0.045
3629 | 18.7265 | 0.05 | 2646.973 | 0.045
3630 | 18.7016 | 0.05 | 2649.635 | 0.045
3631 | 18.6768 | 0.05 | 2652.3009 | 0.045
3632 | 18.6519 | 0.05 | 2654.9708 | 0.045
3633 | 18.6271 | 0.05 | 2657.6445 | 0.045
3634 | 18.6022 | 0.05 | 2660.3221 | 0.045
3635 | 18.5773 | 0.05 | 2663.0037 | 0.045
3636 | 18.5525 | 0.05 | 2665.6891 | 0.045
3637 | 18.5276 | 0.05 | 2668.3786 | 0.045
3638 | 18.5027 | 0.05 | 2671.072 | 0.045
3639 | 18.4778 | 0.05 | 2673.7693 | 0.045
3640 | 18.4528 | 0.05 | 2676.4706 | 0.045
3641 | 18.4279 | 0.05 | 2679.1759 | 0.045
3642 | 18.403 | 0.05 | 2681.8851 | 0.045
3643 | 18.3781 | 0.05 | 2684.5984 | 0.045
3644 | 18.3531 | 0.05 | 2687.3156 | 0.045
3645 | 18.3281 | 0.05 | 2690.0369 | 0.045
3646 | 18.3032 | 0.05 | 2692.7622 | 0.045
3647 | 18.2782 | 0.05 | 2695.4915 | 0.045
3648 | 18.2532 | 0.05 | 2698.2249 | 0.045
3649 | 18.2282 | 0.05 | 2700.9623 | 0.045
3650 | 18.2033 | 0.05 | 2703.7037 | 0.045
3651 | 18.1782 | 0.05 | 2706.4492 | 0.045
3652 | 18.1532 | 0.05 | 2709.1988 | 0.045
3653 | 18.1282 | 0.05 | 2711.9525 | 0.045
3654 | 18.1032 | 0.05 | 2714.7103 | 0.045
3655 | 18.0782 | 0.05 | 2717.4721 | 0.045
3656 | 18.0531 | 0.05 | 2720.2381 | 0.045
3657 | 18.0281 | 0.05 | 2723.0082 | 0.045
3658 | 18.003 | 0.05 | 2725.7824 | 0.045
3659 | 17.9779 | 0.05 | 2728.5608 | 0.045
3660 | 17.9529 | 0.05 | 2731.3433 | 0.045
3661 | 17.9278 | 0.05 | 2734.1299 | 0.045
3662 | 17.9027 | 0.05 | 2736.9208 | 0.045
3663 | 17.8776 | 0.05 | 2739.7158 | 0.045
3664 | 17.8525 | 0.05 | 2742.515 | 0.045
3665 | 17.8273 | 0.05 | 2745.3184 | 0.045
3666 | 17.8022 | 0.05 | 2748.1259 | 0.045
3667 | 17.7771 | 0.05 | 2750.9377 | 0.045
3668 | 17.7519 | 0.05 | 2753.7538 | 0.045
3669 | 17.7268 | 0.05 | 2756.574 | 0.045
3670 | 17.7016 | 0.05 | 2759.3985 | 0.045
3671 | 17.6765 | 0.05 | 2762.2272 | 0.045
3672 | 17.6513 | 0.05 | 2765.0602 | 0.045
3673 | 17.6261 | 0.05 | 2767.8975 | 0.045
3674 | 17.6009 | 0.05 | 2770.7391 | 0.045
3675 | 17.5757 | 0.05 | 2773.5849 | 0.045
3676 | 17.5505 | 0.05 | 2776.435 | 0.045
3677 | 17.5253 | 0.05 | 2779.2895 | 0.045
3678 | 17.5001 | 0.05 | 2782.1483 | 0.045
3679 | 17.4748 | 0.05 | 2785.0114 | 0.045
3680 | 17.4496 | 0.05 | 2787.8788 | 0.045
3681 | 17.4243 | 0.051 | 2790.7506 | 0.045
3682 | 17.3991 | 0.051 | 2793.6267 | 0.045
3683 | 17.3738 | 0.051 | 2796.5072 | 0.045
3684 | 17.3485 | 0.051 | 2799.3921 | 0.045
3685 | 17.3232 | 0.051 | 2802.2814 | 0.045
3686 | 17.2979 | 0.051 | 2805.175 | 0.045
3687 | 17.2726 | 0.051 | 2808.0731 | 0.045
3688 | 17.2473 | 0.051 | 2810.9756 | 0.045
3689 | 17.222 | 0.051 | 2813.8825 | 0.045
3690 | 17.1966 | 0.051 | 2816.7939 | 0.045
3691 | 17.1713 | 0.051 | 2819.7097 | 0.045
3692 | 17.146 | 0.051 | 2822.63 | 0.045
3693 | 17.1206 | 0.051 | 2825.5547 | 0.045
3694 | 17.0952 | 0.051 | 2828.4839 | 0.045
3695 | 17.0699 | 0.051 | 2831.4176 | 0.045
3696 | 17.0445 | 0.051 | 2834.3558 | 0.045
3697 | 17.0191 | 0.051 | 2837.2985 | 0.045
3698 | 16.9937 | 0.051 | 2840.2458 | 0.045
3699 | 16.9683 | 0.051 | 2843.1975 | 0.045
3700 | 16.9429 | 0.051 | 2846.1538 | 0.045
3701 | 16.9174 | 0.051 | 2849.1147 | 0.045
3702 | 16.892 | 0.051 | 2852.0801 | 0.045
3703 | 16.8665 | 0.051 | 2855.0501 | 0.045
3704 | 16.8411 | 0.051 | 2858.0247 | 0.045
3705 | 16.8156 | 0.051 | 2861.0039 | 0.045
3706 | 16.7901 | 0.051 | 2863.9876 | 0.045
3707 | 16.7647 | 0.051 | 2866.976 | 0.045
3708 | 16.7392 | 0.051 | 2869.969 | 0.045
3709 | 16.7137 | 0.051 | 2872.9667 | 0.045
3710 | 16.6882 | 0.051 | 2875.969 | 0.045
3711 | 16.6626 | 0.051 | 2878.976 | 0.045
3712 | 16.6371 | 0.051 | 2881.9876 | 0.045
3713 | 16.6116 | 0.051 | 2885.0039 | 0.045
3714 | 16.586 | 0.051 | 2888.0249 | 0.045
3715 | 16.5605 | 0.051 | 2891.0506 | 0.045
3716 | 16.5349 | 0.051 | 2894.081 | 0.045
3717 | 16.5093 | 0.051 | 2897.1161 | 0.045
3718 | 16.4838 | 0.051 | 2900.156 | 0.045
3719 | 16.4582 | 0.051 | 2903.2006 | 0.045
3720 | 16.4326 | 0.051 | 2906.25 | 0.045
3721 | 16.4069 | 0.051 | 2909.3041 | 0.045
3722 | 16.3813 | 0.051 | 2912.3631 | 0.045
3723 | 16.3557 | 0.051 | 2915.4268 | 0.045
3724 | 16.3301 | 0.051 | 2918.4953 | 0.045
3725 | 16.3044 | 0.051 | 2921.5686 | 0.045
3726 | 16.2787 | 0.051 | 2924.6468 | 0.045
3727 | 16.2531 | 0.051 | 2927.7298 | 0.045
3728 | 16.2274 | 0.051 | 2930.8176 | 0.045
3729 | 16.2017 | 0.051 | 2933.9103 | 0.045
3730 | 16.176 | 0.051 | 2937.0079 | 0.045
3731 | 16.1503 | 0.051 | 2940.1103 | 0.045
3732 | 16.1246 | 0.051 | 2943.2177 | 0.045
3733 | 16.0989 | 0.051 | 2946.3299 | 0.045
3734 | 16.0731 | 0.051 | 2949.4471 | 0.045
3735 | 16.0474 | 0.051 | 2952.5692 | 0.045
3736 | 16.0216 | 0.052 | 2955.6962 | 0.045
3737 | 15.9959 | 0.052 | 2958.8282 | 0.045
3738 | 15.9701 | 0.052 | 2961.9651 | 0.045
3739 | 15.9443 | 0.052 | 2965.1071 | 0.045
3740 | 15.9185 | 0.052 | 2968.254 | 0.045
3741 | 15.8927 | 0.052 | 2971.4059 | 0.045
3742 | 15.8669 | 0.052 | 2974.5628 | 0.045
3743 | 15.8411 | 0.052 | 2977.7247 | 0.045
3744 | 15.8153 | 0.052 | 2980.8917 | 0.045
3745 | 15.7894 | 0.052 | 2984.0637 | 0.045
3746 | 15.7636 | 0.052 | 2987.2408 | 0.045
3747 | 15.7377 | 0.052 | 2990.423 | 0.045
3748 | 15.7118 | 0.052 | 2993.6102 | 0.045
3749 | 15.686 | 0.052 | 2996.8026 | 0.045
3750 | 15.6601 | 0.052 | 3000 | 0.045
3751 | 15.6342 | 0.052 | 3003.2026 | 0.045
3752 | 15.6083 | 0.052 | 3006.4103 | 0.045
3753 | 15.5823 | 0.052 | 3009.6231 | 0.045
3754 | 15.5564 | 0.052 | 3012.8411 | 0.045
3755 | 15.5305 | 0.052 | 3016.0643 | 0.045
3756 | 15.5045 | 0.052 | 3019.2926 | 0.045
3757 | 15.4786 | 0.052 | 3022.5261 | 0.045
3758 | 15.4526 | 0.052 | 3025.7649 | 0.045
3759 | 15.4266 | 0.052 | 3029.0089 | 0.045
3760 | 15.4006 | 0.052 | 3032.2581 | 0.045
3761 | 15.3746 | 0.052 | 3035.5125 | 0.045
3762 | 15.3486 | 0.052 | 3038.7722 | 0.045
3763 | 15.3226 | 0.052 | 3042.0372 | 0.045
3764 | 15.2966 | 0.052 | 3045.3074 | 0.045
3765 | 15.2705 | 0.052 | 3048.583 | 0.045
3766 | 15.2445 | 0.052 | 3051.8639 | 0.045
3767 | 15.2184 | 0.052 | 3055.15 | 0.045
3768 | 15.1923 | 0.052 | 3058.4416 | 0.045
3769 | 15.1663 | 0.052 | 3061.7384 | 0.045
3770 | 15.1402 | 0.052 | 3065.0407 | 0.045
3771 | 15.1141 | 0.052 | 3068.3483 | 0.045
3772 | 15.0879 | 0.052 | 3071.6612 | 0.045
3773 | 15.0618 | 0.052 | 3074.9796 | 0.045
3774 | 15.0357 | 0.052 | 3078.3034 | 0.045
3775 | 15.0095 | 0.052 | 3081.6327 | 0.045
3776 | 14.9834 | 0.052 | 3084.9673 | 0.045
3777 | 14.9572 | 0.052 | 3088.3074 | 0.045
3778 | 14.931 | 0.052 | 3091.653 | 0.045
3779 | 14.9049 | 0.052 | 3095.0041 | 0.045
3780 | 14.8787 | 0.052 | 3098.3607 | 0.045
3781 | 14.8525 | 0.052 | 3101.7227 | 0.045
3782 | 14.8262 | 0.052 | 3105.0903 | 0.045
3783 | 14.8 | 0.052 | 3108.4634 | 0.045
3784 | 14.7738 | 0.052 | 3111.8421 | 0.045
3785 | 14.7475 | 0.053 | 3115.2263 | 0.045
3786 | 14.7213 | 0.053 | 3118.6161 | 0.045
3787 | 14.695 | 0.053 | 3122.0115 | 0.045
3788 | 14.6687 | 0.053 | 3125.4125 | 0.045
3789 | 14.6424 | 0.053 | 3128.8192 | 0.045
3790 | 14.6161 | 0.053 | 3132.2314 | 0.045
3791 | 14.5898 | 0.053 | 3135.6493 | 0.045
3792 | 14.5635 | 0.053 | 3139.0728 | 0.045
3793 | 14.5371 | 0.053 | 3142.5021 | 0.045
3794 | 14.5108 | 0.053 | 3145.937 | 0.045
3795 | 14.4844 | 0.053 | 3149.3776 | 0.045
3796 | 14.4581 | 0.053 | 3152.8239 | 0.045
3797 | 14.4317 | 0.053 | 3156.276 | 0.045
3798 | 14.4053 | 0.053 | 3159.7338 | 0.045
3799 | 14.3789 | 0.053 | 3163.1973 | 0.045
3800 | 14.3525 | 0.053 | 3166.6667 | 0.045
3801 | 14.3261 | 0.053 | 3170.1418 | 0.045
3802 | 14.2996 | 0.053 | 3173.6227 | 0.045
3803 | 14.2732 | 0.053 | 3177.1094 | 0.045
3804 | 14.2467 | 0.053 | 3180.602 | 0.045
3805 | 14.2202 | 0.053 | 3184.1004 | 0.045
3806 | 14.1938 | 0.053 | 3187.6047 | 0.045
3807 | 14.1673 | 0.053 | 3191.1148 | 0.045
3808 | 14.1408 | 0.053 | 3194.6309 | 0.045
3809 | 14.1143 | 0.053 | 3198.1528 | 0.045
3810 | 14.0877 | 0.053 | 3201.6807 | 0.045
3811 | 14.0612 | 0.053 | 3205.2145 | 0.045
3812 | 14.0347 | 0.053 | 3208.7542 | 0.045
3813 | 14.0081 | 0.053 | 3212.2999 | 0.045
3814 | 13.9815 | 0.053 | 3215.8516 | 0.045
3815 | 13.955 | 0.053 | 3219.4093 | 0.045
3816 | 13.9284 | 0.053 | 3222.973 | 0.045
3817 | 13.9018 | 0.053 | 3226.5427 | 0.045
3818 | 13.8752 | 0.053 | 3230.1184 | 0.045
3819 | 13.8485 | 0.053 | 3233.7003 | 0.045
3820 | 13.8219 | 0.053 | 3237.2881 | 0.045
3821 | 13.7952 | 0.053 | 3240.8821 | 0.045
3822 | 13.7686 | 0.053 | 3244.4822 | 0.045
3823 | 13.7419 | 0.053 | 3248.0884 | 0.045
3824 | 13.7152 | 0.053 | 3251.7007 | 0.045
3825 | 13.6885 | 0.053 | 3255.3191 | 0.045
3826 | 13.6618 | 0.053 | 3258.9438 | 0.045
3827 | 13.6351 | 0.053 | 3262.5746 | 0.045
3828 | 13.6084 | 0.053 | 3266.2116 | 0.045
3829 | 13.5816 | 0.053 | 3269.8548 | 0.045
3830 | 13.5549 | 0.054 | 3273.5043 | 0.045
3831 | 13.5281 | 0.054 | 3277.16 | 0.045
3832 | 13.5014 | 0.054 | 3280.8219 | 0.045
3833 | 13.4746 | 0.054 | 3284.4901 | 0.045
3834 | 13.4478 | 0.054 | 3288.1647 | 0.045
3835 | 13.421 | 0.054 | 3291.8455 | 0.045
3836 | 13.3941 | 0.054 | 3295.5326 | 0.045
3837 | 13.3673 | 0.054 | 3299.2261 | 0.045
3838 | 13.3404 | 0.054 | 3302.926 | 0.045
3839 | 13.3136 | 0.054 | 3306.6322 | 0.045
3840 | 13.2867 | 0.054 | 3310.3448 | 0.045
3841 | 13.2598 | 0.054 | 3314.0638 | 0.045
3842 | 13.2329 | 0.054 | 3317.7893 | 0.045
3843 | 13.206 | 0.054 | 3321.5212 | 0.045
3844 | 13.1791 | 0.054 | 3325.2595 | 0.045
3845 | 13.1522 | 0.054 | 3329.0043 | 0.045
3846 | 13.1252 | 0.054 | 3332.7556 | 0.045
3847 | 13.0983 | 0.054 | 3336.5134 | 0.045
3848 | 13.0713 | 0.054 | 3340.2778 | 0.045
3849 | 13.0443 | 0.054 | 3344.0487 | 0.045
3850 | 13.0174 | 0.054 | 3347.8261 | 0.045
3851 | 12.9903 | 0.054 | 3351.6101 | 0.045
3852 | 12.9633 | 0.054 | 3355.4007 | 0.045
3853 | 12.9363 | 0.054 | 3359.1979 | 0.045
3854 | 12.9093 | 0.054 | 3363.0017 | 0.045
3855 | 12.8822 | 0.054 | 3366.8122 | 0.045
3856 | 12.8551 | 0.054 | 3370.6294 | 0.045
3857 | 12.8281 | 0.054 | 3374.4532 | 0.045
3858 | 12.801 | 0.054 | 3378.2837 | 0.045
3859 | 12.7739 | 0.054 | 3382.1209 | 0.045
3860 | 12.7468 | 0.054 | 3385.9649 | 0.045
3861 | 12.7196 | 0.054 | 3389.8156 | 0.045
3862 | 12.6925 | 0.054 | 3393.6731 | 0.045
3863 | 12.6653 | 0.054 | 3397.5374 | 0.045
3864 | 12.6382 | 0.054 | 3401.4085 | 0.045
3865 | 12.611 | 0.054 | 3405.2863 | 0.045
3866 | 12.5838 | 0.054 | 3409.1711 | 0.045
3867 | 12.5566 | 0.054 | 3413.0627 | 0.045
3868 | 12.5294 | 0.054 | 3416.9611 | 0.045
3869 | 12.5022 | 0.054 | 3420.8665 | 0.045
3870 | 12.4749 | 0.054 | 3424.7788 | 0.045
3871 | 12.4477 | 0.055 | 3428.698 | 0.045
3872 | 12.4204 | 0.055 | 3432.6241 | 0.045
3873 | 12.3931 | 0.055 | 3436.5572 | 0.045
3874 | 12.3658 | 0.055 | 3440.4973 | 0.045
3875 | 12.3385 | 0.055 | 3444.4444 | 0.045
3876 | 12.3112 | 0.055 | 3448.3986 | 0.045
3877 | 12.2839 | 0.055 | 3452.3598 | 0.045
3878 | 12.2565 | 0.055 | 3456.328 | 0.045
3879 | 12.2292 | 0.055 | 3460.3033 | 0.045
3880 | 12.2018 | 0.055 | 3464.2857 | 0.045
3881 | 12.1744 | 0.055 | 3468.2752 | 0.045
3882 | 12.147 | 0.055 | 3472.2719 | 0.045
3883 | 12.1196 | 0.055 | 3476.2757 | 0.045
3884 | 12.0922 | 0.055 | 3480.2867 | 0.045
3885 | 12.0648 | 0.055 | 3484.3049 | 0.045
3886 | 12.0373 | 0.055 | 3488.3303 | 0.045
3887 | 12.0099 | 0.055 | 3492.363 | 0.045
3888 | 11.9824 | 0.055 | 3496.4029 | 0.045
3889 | 11.9549 | 0.055 | 3500.45 | 0.045
3890 | 11.9274 | 0.055 | 3504.5045 | 0.045
3891 | 11.8999 | 0.055 | 3508.5663 | 0.045
3892 | 11.8724 | 0.055 | 3512.6354 | 0.045
3893 | 11.8448 | 0.055 | 3516.7118 | 0.045
3894 | 11.8173 | 0.055 | 3520.7957 | 0.045
3895 | 11.7897 | 0.055 | 3524.8869 | 0.045
3896 | 11.7621 | 0.055 | 3528.9855 | 0.045
3897 | 11.7345 | 0.055 | 3533.0916 | 0.045
3898 | 11.7069 | 0.055 | 3537.2051 | 0.045
3899 | 11.6793 | 0.055 | 3541.3261 | 0.045
3900 | 11.6517 | 0.055 | 3545.4545 | 0.045
3901 | 11.624 | 0.055 | 3549.5905 | 0.045
3902 | 11.5964 | 0.055 | 3553.7341 | 0.045
3903 | 11.5687 | 0.055 | 3557.8851 | 0.045
3904 | 11.541 | 0.055 | 3562.0438 | 0.045
3905 | 11.5133 | 0.055 | 3566.21 | 0.045
3906 | 11.4856 | 0.055 | 3570.3839 | 0.045
3907 | 11.4579 | 0.055 | 3574.5654 | 0.045
3908 | 11.4301 | 0.056 | 3578.7546 | 0.045
3909 | 11.4024 | 0.056 | 3582.9514 | 0.045
3910 | 11.3746 | 0.056 | 3587.156 | 0.045
3911 | 11.3468 | 0.056 | 3591.3682 | 0.045
3912 | 11.319 | 0.056 | 3595.5882 | 0.045
3913 | 11.2912 | 0.056 | 3599.816 | 0.045
3914 | 11.2634 | 0.056 | 3604.0516 | 0.045
3915 | 11.2355 | 0.056 | 3608.2949 | 0.045
3916 | 11.2077 | 0.056 | 3612.5461 | 0.045
3917 | 11.1798 | 0.056 | 3616.8052 | 0.045
3918 | 11.1519 | 0.056 | 3621.0721 | 0.045
3919 | 11.124 | 0.056 | 3625.3469 | 0.045
3920 | 11.0961 | 0.056 | 3629.6296 | 0.045
3921 | 11.0682 | 0.056 | 3633.9203 | 0.045
3922 | 11.0402 | 0.056 | 3638.2189 | 0.045
3923 | 11.0123 | 0.056 | 3642.5255 | 0.045
3924 | 10.9843 | 0.056 | 3646.8401 | 0.045
3925 | 10.9563 | 0.056 | 3651.1628 | 0.045
3926 | 10.9283 | 0.056 | 3655.4935 | 0.045
3927 | 10.9003 | 0.056 | 3659.8322 | 0.045
3928 | 10.8723 | 0.056 | 3664.1791 | 0.045
3929 | 10.8443 | 0.056 | 3668.5341 | 0.045
3930 | 10.8162 | 0.056 | 3672.8972 | 0.045
3931 | 10.7881 | 0.056 | 3677.2685 | 0.045
3932 | 10.7601 | 0.056 | 3681.6479 | 0.045
3933 | 10.732 | 0.056 | 3686.0356 | 0.045
3934 | 10.7038 | 0.056 | 3690.4315 | 0.045
3935 | 10.6757 | 0.056 | 3694.8357 | 0.045
3936 | 10.6476 | 0.056 | 3699.2481 | 0.045
3937 | 10.6194 | 0.056 | 3703.6689 | 0.045
3938 | 10.5913 | 0.056 | 3708.0979 | 0.045
3939 | 10.5631 | 0.056 | 3712.5353 | 0.045
3940 | 10.5349 | 0.056 | 3716.9811 | 0.045
3941 | 10.5067 | 0.056 | 3721.4353 | 0.045
3942 | 10.4784 | 0.056 | 3725.8979 | 0.045
3943 | 10.4502 | 0.057 | 3730.369 | 0.045
3944 | 10.4219 | 0.057 | 3734.8485 | 0.045
3945 | 10.3936 | 0.057 | 3739.3365 | 0.045
3946 | 10.3654 | 0.057 | 3743.833 | 0.045
3947 | 10.337 | 0.057 | 3748.3381 | 0.045
3948 | 10.3087 | 0.057 | 3752.8517 | 0.045
3949 | 10.2804 | 0.057 | 3757.3739 | 0.045
3950 | 10.252 | 0.057 | 3761.9048 | 0.045
3951 | 10.2237 | 0.057 | 3766.4442 | 0.045
3952 | 10.1953 | 0.057 | 3770.9924 | 0.045
3953 | 10.1669 | 0.057 | 3775.5492 | 0.045
3954 | 10.1385 | 0.057 | 3780.1147 | 0.045
3955 | 10.1101 | 0.057 | 3784.689 | 0.045
3956 | 10.0816 | 0.057 | 3789.272 | 0.045
3957 | 10.0532 | 0.057 | 3793.8639 | 0.045
3958 | 10.0247 | 0.057 | 3798.4645 | 0.045
3959 | 9.9962 | 0.057 | 3803.074 | 0.045
3960 | 9.9677 | 0.057 | 3807.6923 | 0.045
3961 | 9.9392 | 0.057 | 3812.3195 | 0.045
3962 | 9.9107 | 0.057 | 3816.9557 | 0.045
3963 | 9.8821 | 0.057 | 3821.6008 | 0.045
3964 | 9.8536 | 0.057 | 3826.2548 | 0.045
3965 | 9.825 | 0.057 | 3830.9179 | 0.045
3966 | 9.7964 | 0.057 | 3835.5899 | 0.045
3967 | 9.7678 | 0.057 | 3840.2711 | 0.045
3968 | 9.7391 | 0.057 | 3844.9612 | 0.045
3969 | 9.7105 | 0.057 | 3849.6605 | 0.045
3970 | 9.6818 | 0.057 | 3854.3689 | 0.045
3971 | 9.6532 | 0.057 | 3859.0865 | 0.045
3972 | 9.6245 | 0.057 | 3863.8132 | 0.045
3973 | 9.5958 | 0.057 | 3868.5492 | 0.045
3974 | 9.5671 | 0.057 | 3873.2943 | 0.045
3975 | 9.5383 | 0.057 | 3878.0488 | 0.045
3976 | 9.5096 | 0.058 | 3882.8125 | 0.045
3977 | 9.4808 | 0.058 | 3887.5855 | 0.045
3978 | 9.452 | 0.058 | 3892.3679 | 0.045
3979 | 9.4232 | 0.058 | 3897.1596 | 0.045
3980 | 9.3944 | 0.058 | 3901.9608 | 0.045
3981 | 9.3656 | 0.058 | 3906.7713 | 0.045
3982 | 9.3367 | 0.058 | 3911.5914 | 0.045
3983 | 9.3078 | 0.058 | 3916.4208 | 0.045
3984 | 9.279 | 0.058 | 3921.2598 | 0.045
3985 | 9.2501 | 0.058 | 3926.1084 | 0.045
3986 | 9.2211 | 0.058 | 3930.9665 | 0.045
3987 | 9.1922 | 0.058 | 3935.8342 | 0.045
3988 | 9.1633 | 0.058 | 3940.7115 | 0.045
3989 | 9.1343 | 0.058 | 3945.5984 | 0.045
3990 | 9.1053 | 0.058 | 3950.495 | 0.045
3991 | 9.0763 | 0.058 | 3955.4014 | 0.045
3992 | 9.0473 | 0.058 | 3960.3175 | 0.045
3993 | 9.0183 | 0.058 | 3965.2433 | 0.045
3994 | 8.9892 | 0.058 | 3970.1789 | 0.045
3995 | 8.9602 | 0.058 | 3975.1244 | 0.045
3996 | 8.9311 | 0.058 | 3980.0797 | 0.045
3997 | 8.902 | 0.058 | 3985.0449 | 0.045
3998 | 8.8729 | 0.058 | 3990.02 | 0.045
3999 | 8.8438 | 0.058 | 3995.005 | 0.045
4000 | 8.8146 | 0.058 | 4000 | 0.045
4001 | 8.7855 | 0.058 | 4005.005 | 0.045
4002 | 8.7563 | 0.058 | 4010.02 | 0.045
4003 | 8.7271 | 0.058 | 4015.0451 | 0.045
4004 | 8.6979 | 0.058 | 4020.0803 | 0.045
4005 | 8.6686 | 0.058 | 4025.1256 | 0.045
4006 | 8.6394 | 0.059 | 4030.1811 | 0.045
4007 | 8.6101 | 0.059 | 4035.2467 | 0.045
4008 | 8.5808 | 0.059 | 4040.3226 | 0.045
4009 | 8.5515 | 0.059 | 4045.4087 | 0.045
4010 | 8.5222 | 0.059 | 4050.5051 | 0.045
4011 | 8.4929 | 0.059 | 4055.6117 | 0.045
4012 | 8.4635 | 0.059 | 4060.7287 | 0.045
4013 | 8.4342 | 0.059 | 4065.8561 | 0.045
4014 | 8.4048 | 0.059 | 4070.9939 | 0.045
4015 | 8.3754 | 0.059 | 4076.1421 | 0.045
4016 | 8.346 | 0.059 | 4081.3008 | 0.045
4017 | 8.3165 | 0.059 | 4086.47 | 0.045
4018 | 8.2871 | 0.059 | 4091.6497 | 0.045
4019 | 8.2576 | 0.059 | 4096.84 | 0.045
4020 | 8.2281 | 0.059 | 4102.0408 | 0.045
4021 | 8.1986 | 0.059 | 4107.2523 | 0.045
4022 | 8.1691 | 0.059 | 4112.4744 | 0.045
4023 | 8.1395 | 0.059 | 4117.7073 | 0.045
4024 | 8.11 | 0.059 | 4122.9508 | 0.045
4025 | 8.0804 | 0.059 | 4128.2051 | 0.045
4026 | 8.0508 | 0.059 | 4133.4702 | 0.045
4027 | 8.0212 | 0.059 | 4138.7461 | 0.045
4028 | 7.9915 | 0.059 | 4144.0329 | 0.045
4029 | 7.9619 | 0.059 | 4149.3306 | 0.045
4030 | 7.9322 | 0.059 | 4154.6392 | 0.045
4031 | 7.9025 | 0.059 | 4159.9587 | 0.045
4032 | 7.8728 | 0.059 | 4165.2893 | 0.045
4033 | 7.8431 | 0.059 | 4170.6308 | 0.045
4034 | 7.8134 | 0.06 | 4175.9834 | 0.045
4035 | 7.7836 | 0.06 | 4181.3472 | 0.045
4036 | 7.7538 | 0.06 | 4186.722 | 0.045
4037 | 7.724 | 0.06 | 4192.108 | 0.045
4038 | 7.6942 | 0.06 | 4197.5052 | 0.045
4039 | 7.6644 | 0.06 | 4202.9136 | 0.045
4040 | 7.6345 | 0.06 | 4208.3333 | 0.045
4041 | 7.6047 | 0.06 | 4213.7643 | 0.045
4042 | 7.5748 | 0.06 | 4219.2067 | 0.045
4043 | 7.5449 | 0.06 | 4224.6604 | 0.045
4044 | 7.5149 | 0.06 | 4230.1255 | 0.045
4045 | 7.485 | 0.06 | 4235.6021 | 0.045
4046 | 7.455 | 0.06 | 4241.0901 | 0.045
4047 | 7.425 | 0.06 | 4246.5897 | 0.045
4048 | 7.395 | 0.06 | 4252.1008 | 0.045
4049 | 7.365 | 0.06 | 4257.6236 | 0.045
4050 | 7.335 | 0.06 | 4263.1579 | 0.045
4051 | 7.3049 | 0.06 | 4268.7039 | 0.045
4052 | 7.2749 | 0.06 | 4274.2616 | 0.045
4053 | 7.2448 | 0.06 | 4279.831 | 0.045
4054 | 7.2147 | 0.06 | 4285.4123 | 0.045
4055 | 7.1845 | 0.06 | 4291.0053 | 0.045
4056 | 7.1544 | 0.06 | 4296.6102 | 0.045
4057 | 7.1242 | 0.06 | 4302.2269 | 0.045
4058 | 7.094 | 0.06 | 4307.8556 | 0.045
4059 | 7.0638 | 0.06 | 4313.4963 | 0.045
4060 | 7.0336 | 0.06 | 4319.1489 | 0.045
4061 | 7.0033 | 0.061 | 4324.8136 | 0.045
4062 | 6.9731 | 0.061 | 4330.4904 | 0.045
4063 | 6.9428 | 0.061 | 4336.1793 | 0.045
4064 | 6.9125 | 0.061 | 4341.8803 | 0.045
4065 | 6.8821 | 0.061 | 4347.5936 | 0.045
4066 | 6.8518 | 0.061 | 4353.3191 | 0.045
4067 | 6.8214 | 0.061 | 4359.0568 | 0.045
4068 | 6.791 | 0.061 | 4364.8069 | 0.045
4069 | 6.7606 | 0.061 | 4370.5693 | 0.045
4070 | 6.7302 | 0.061 | 4376.3441 | 0.045
4071 | 6.6998 | 0.061 | 4382.1313 | 0.045
4072 | 6.6693 | 0.061 | 4387.931 | 0.045
4073 | 6.6388 | 0.061 | 4393.7433 | 0.045
4074 | 6.6083 | 0.061 | 4399.568 | 0.045
4075 | 6.5778 | 0.061 | 4405.4054 | 0.045
4076 | 6.5473 | 0.061 | 4411.2554 | 0.045
4077 | 6.5167 | 0.061 | 4417.1181 | 0.045
4078 | 6.4861 | 0.061 | 4422.9935 | 0.045
4079 | 6.4555 | 0.061 | 4428.8817 | 0.045
4080 | 6.4249 | 0.061 | 4434.7826 | 0.045
4081 | 6.3943 | 0.061 | 4440.6964 | 0.045
4082 | 6.3636 | 0.061 | 4446.6231 | 0.045
4083 | 6.3329 | 0.061 | 4452.5627 | 0.045
4084 | 6.3022 | 0.061 | 4458.5153 | 0.045
4085 | 6.2715 | 0.061 | 4464.4809 | 0.045
4086 | 6.2407 | 0.062 | 4470.4595 | 0.045
4087 | 6.21 | 0.062 | 4476.4513 | 0.045
4088 | 6.1792 | 0.062 | 4482.4561 | 0.045
4089 | 6.1484 | 0.062 | 4488.4742 | 0.045
4090 | 6.1175 | 0.062 | 4494.5055 | 0.045
4091 | 6.0867 | 0.062 | 4500.5501 | 0.045
4092 | 6.0558 | 0.062 | 4506.6079 | 0.045
4093 | 6.0249 | 0.062 | 4512.6792 | 0.045
4094 | 5.994 | 0.062 | 4518.7638 | 0.045
4095 | 5.9631 | 0.062 | 4524.8619 | 0.045
4096 | 5.9321 | 0.062 | 4530.9735 | 0.045
4097 | 5.9012 | 0.062 | 4537.0986 | 0.045
4098 | 5.8702 | 0.062 | 4543.2373 | 0.045
4099 | 5.8392 | 0.062 | 4549.3896 | 0.045
4100 | 5.8081 | 0.062 | 4555.5556 | 0.045
4101 | 5.7771 | 0.062 | 4561.7353 | 0.045
4102 | 5.746 | 0.062 | 4567.9287 | 0.045
4103 | 5.7149 | 0.062 | 4574.136 | 0.045
4104 | 5.6838 | 0.062 | 4580.3571 | 0.045
4105 | 5.6526 | 0.062 | 4586.5922 | 0.045
4106 | 5.6215 | 0.062 | 4592.8412 | 0.045
4107 | 5.5903 | 0.062 | 4599.1041 | 0.045
4108 | 5.5591 | 0.062 | 4605.3812 | 0.045
4109 | 5.5278 | 0.062 | 4611.6723 | 0.045
4110 | 5.4966 | 0.063 | 4617.9775 | 0.045
4111 | 5.4653 | 0.063 | 4624.297 | 0.045
4112 | 5.434 | 0.063 | 4630.6306 | 0.045
4113 | 5.4027 | 0.063 | 4636.9786 | 0.045
4114 | 5.3714 | 0.063 | 4643.3409 | 0.045
4115 | 5.34 | 0.063 | 4649.7175 | 0.045
4116 | 5.3086 | 0.063 | 4656.1086 | 0.045
4117 | 5.2772 | 0.063 | 4662.5142 | 0.045
4118 | 5.2458 | 0.063 | 4668.9342 | 0.045
4119 | 5.2143 | 0.063 | 4675.3689 | 0.045
4120 | 5.1829 | 0.063 | 4681.8182 | 0.045
4121 | 5.1514 | 0.063 | 4688.2821 | 0.045
4122 | 5.1199 | 0.063 | 4694.7608 | 0.045
4123 | 5.0883 | 0.063 | 4701.2543 | 0.045
4124 | 5.0568 | 0.063 | 4707.7626 | 0.045
4125 | 5.0252 | 0.063 | 4714.2857 | 0.045
4126 | 4.9936 | 0.063 | 4720.8238 | 0.045
4127 | 4.9619 | 0.063 | 4727.3769 | 0.045
4128 | 4.9303 | 0.063 | 4733.945 | 0.045
4129 | 4.8986 | 0.063 | 4740.5281 | 0.045
4130 | 4.8669 | 0.063 | 4747.1264 | 0.045
4131 | 4.8352 | 0.063 | 4753.7399 | 0.045
4132 | 4.8035 | 0.064 | 4760.3687 | 0.045
4133 | 4.7717 | 0.064 | 4767.0127 | 0.045
4134 | 4.7399 | 0.064 | 4773.6721 | 0.045
4135 | 4.7081 | 0.064 | 4780.3468 | 0.045
4136 | 4.6763 | 0.064 | 4787.037 | 0.045
4137 | 4.6444 | 0.064 | 4793.7428 | 0.045
4138 | 4.6125 | 0.064 | 4800.464 | 0.045
4139 | 4.5806 | 0.064 | 4807.2009 | 0.045
4140 | 4.5487 | 0.064 | 4813.9535 | 0.045
4141 | 4.5168 | 0.064 | 4820.7218 | 0.045
4142 | 4.4848 | 0.064 | 4827.5058 | 0.045
4143 | 4.4528 | 0.064 | 4834.3057 | 0.045
4144 | 4.4208 | 0.064 | 4841.1215 | 0.045
4145 | 4.3887 | 0.064 | 4847.9532 | 0.045
4146 | 4.3567 | 0.064 | 4854.8009 | 0.045
4147 | 4.3246 | 0.064 | 4861.6647 | 0.045
4148 | 4.2925 | 0.064 | 4868.5446 | 0.045
4149 | 4.2603 | 0.064 | 4875.4407 | 0.045
4150 | 4.2282 | 0.064 | 4882.3529 | 0.045
4151 | 4.196 | 0.064 | 4889.2815 | 0.045
4152 | 4.1638 | 0.064 | 4896.2264 | 0.045
4153 | 4.1315 | 0.064 | 4903.1877 | 0.045
4154 | 4.0993 | 0.065 | 4910.1655 | 0.045
4155 | 4.067 | 0.065 | 4917.1598 | 0.045
4156 | 4.0347 | 0.065 | 4924.1706 | 0.045
4157 | 4.0024 | 0.065 | 4931.1981 | 0.045
4158 | 3.97 | 0.065 | 4938.2423 | 0.045
4159 | 3.9376 | 0.065 | 4945.3032 | 0.045
4160 | 3.9052 | 0.065 | 4952.381 | 0.045
4161 | 3.8728 | 0.065 | 4959.4756 | 0.045
4162 | 3.8403 | 0.065 | 4966.5871 | 0.045
4163 | 3.8079 | 0.065 | 4973.7157 | 0.045
4164 | 3.7754 | 0.065 | 4980.8612 | 0.045
4165 | 3.7428 | 0.065 | 4988.024 | 0.045
4166 | 3.7103 | 0.065 | 4995.2038 | 0.045
4167 | 3.6777 | 0.065 | 5002.401 | 0.045
4168 | 3.6451 | 0.065 | 5009.6154 | 0.045
4169 | 3.6125 | 0.065 | 5016.8472 | 0.045
4170 | 3.5798 | 0.065 | 5024.0964 | 0.045
4171 | 3.5471 | 0.065 | 5031.3631 | 0.045
4172 | 3.5144 | 0.065 | 5038.6473 | 0.045
4173 | 3.4817 | 0.065 | 5045.9492 | 0.045
4174 | 3.449 | 0.066 | 5053.2688 | 0.045
4175 | 3.4162 | 0.066 | 5060.6061 | 0.045
4176 | 3.3834 | 0.066 | 5067.9612 | 0.045
4177 | 3.3505 | 0.066 | 5075.3341 | 0.045
4178 | 3.3177 | 0.066 | 5082.7251 | 0.045
4179 | 3.2848 | 0.066 | 5090.134 | 0.045
4180 | 3.2519 | 0.066 | 5097.561 | 0.045
4181 | 3.219 | 0.066 | 5105.0061 | 0.045
4182 | 3.186 | 0.066 | 5112.4694 | 0.045
4183 | 3.153 | 0.066 | 5119.951 | 0.045
4184 | 3.12 | 0.066 | 5127.451 | 0.045
4185 | 3.087 | 0.066 | 5134.9693 | 0.045
4186 | 3.0539 | 0.066 | 5142.5061 | 0.045
4187 | 3.0208 | 0.066 | 5150.0615 | 0.045
4188 | 2.9877 | 0.066 | 5157.6355 | 0.045
4189 | 2.9546 | 0.066 | 5165.2281 | 0.045
4190 | 2.9214 | 0.066 | 5172.8395 | 0.045
4191 | 2.8882 | 0.066 | 5180.4697 | 0.045
4192 | 2.855 | 0.066 | 5188.1188 | 0.045
4193 | 2.8217 | 0.067 | 5195.7869 | 0.045
4194 | 2.7885 | 0.067 | 5203.4739 | 0.045
4195 | 2.7552 | 0.067 | 5211.1801 | 0.045
4196 | 2.7218 | 0.067 | 5218.9055 | 0.045
4197 | 2.6885 | 0.067 | 5226.6501 | 0.045
4198 | 2.6551 | 0.067 | 5234.414 | 0.045
4199 | 2.6217 | 0.067 | 5242.1973 | 0.045
4200 | 2.5883 | 0.067 | 5250 | 0.045
4201 | 2.5548 | 0.067 | 5257.8223 | 0.045
4202 | 2.5213 | 0.067 | 5265.6642 | 0.045
4203 | 2.4878 | 0.067 | 5273.5257 | 0.045
4204 | 2.4543 | 0.067 | 5281.407 | 0.045
4205 | 2.4207 | 0.067 | 5289.3082 | 0.045
4206 | 2.3871 | 0.067 | 5297.2292 | 0.045
4207 | 2.3535 | 0.067 | 5305.1702 | 0.045
4208 | 2.3198 | 0.067 | 5313.1313 | 0.045
4209 | 2.2861 | 0.067 | 5321.1125 | 0.045
4210 | 2.2524 | 0.067 | 5329.1139 | 0.045
4211 | 2.2187 | 0.068 | 5337.1356 | 0.045
4212 | 2.1849 | 0.068 | 5345.1777 | 0.045
4213 | 2.1511 | 0.068 | 5353.2402 | 0.045
4214 | 2.1173 | 0.068 | 5361.3232 | 0.045
4215 | 2.0834 | 0.068 | 5369.4268 | 0.045
4216 | 2.0496 | 0.068 | 5377.551 | 0.045
4217 | 2.0157 | 0.068 | 5385.696 | 0.045
4218 | 1.9817 | 0.068 | 5393.8619 | 0.045
4219 | 1.9478 | 0.068 | 5402.0487 | 0.045
4220 | 1.9138 | 0.068 | 5410.2564 | 0.045
4221 | 1.8797 | 0.068 | 5418.4852 | 0.045
4222 | 1.8457 | 0.068 | 5426.7352 | 0.045
4223 | 1.8116 | 0.068 | 5435.0064 | 0.045
4224 | 1.7775 | 0.068 | 5443.299 | 0.045
4225 | 1.7434 | 0.068 | 5451.6129 | 0.045
4226 | 1.7092 | 0.068 | 5459.9483 | 0.045
4227 | 1.675 | 0.068 | 5468.3053 | 0.045
4228 | 1.6408 | 0.068 | 5476.6839 | 0.045
4229 | 1.6065 | 0.069 | 5485.0843 | 0.045
4230 | 1.5723 | 0.069 | 5493.5065 | 0.045
4231 | 1.5379 | 0.069 | 5501.9506 | 0.045
4232 | 1.5036 | 0.069 | 5510.4167 | 0.045
4233 | 1.4692 | 0.069 | 5518.9048 | 0.045
4234 | 1.4348 | 0.069 | 5527.4151 | 0.045
4235 | 1.4004 | 0.069 | 5535.9477 | 0.045
4236 | 1.3659 | 0.069 | 5544.5026 | 0.045
4237 | 1.3315 | 0.069 | 5553.0799 | 0.045
4238 | 1.2969 | 0.069 | 5561.6798 | 0.045
4239 | 1.2624 | 0.069 | 5570.3022 | 0.045
4240 | 1.2278 | 0.069 | 5578.9474 | 0.045
4241 | 1.1932 | 0.069 | 5587.6153 | 0.045
4242 | 1.1586 | 0.069 | 5596.3061 | 0.045
4243 | 1.1239 | 0.069 | 5605.0198 | 0.045
4244 | 1.0892 | 0.069 | 5613.7566 | 0.045
4245 | 1.0545 | 0.069 | 5622.5166 | 0.045
4246 | 1.0197 | 0.07 | 5631.2997 | 0.045
4247 | 0.98491 | 0.07 | 5640.1062 | 0.045
4248 | 0.95009 | 0.07 | 5648.9362 | 0.045
4249 | 0.91523 | 0.07 | 5657.7896 | 0.045
4250 | 0.88035 | 0.07 | 5666.6667 | 0.045
4251 | 0.84543 | 0.07 | 5675.5674 | 0.045
4252 | 0.81049 | 0.07 | 5684.492 | 0.045
4253 | 0.77551 | 0.07 | 5693.4404 | 0.045
4254 | 0.7405 | 0.07 | 5702.4129 | 0.045
4255 | 0.70546 | 0.07 | 5711.4094 | 0.045
4256 | 0.67039 | 0.07 | 5720.4301 | 0.045
4257 | 0.63528 | 0.07 | 5729.4751 | 0.045
4258 | 0.60015 | 0.07 | 5738.5445 | 0.045
4259 | 0.56498 | 0.07 | 5747.6383 | 0.045
4260 | 0.52978 | 0.07 | 5756.7568 | 0.045
4261 | 0.49455 | 0.07 | 5765.8999 | 0.045
4262 | 0.45929 | 0.071 | 5775.0678 | 0.045
4263 | 0.42399 | 0.071 | 5784.2605 | 0.045
4264 | 0.38867 | 0.071 | 5793.4783 | 0.045
4265 | 0.35331 | 0.071 | 5802.7211 | 0.045
4266 | 0.31792 | 0.071 | 5811.9891 | 0.045
4267 | 0.28249 | 0.071 | 5821.2824 | 0.045
4268 | 0.24704 | 0.071 | 5830.6011 | 0.045
4269 | 0.21155 | 0.071 | 5839.9453 | 0.045
4270 | 0.17603 | 0.071 | 5849.3151 | 0.045
4271 | 0.14047 | 0.071 | 5858.7106 | 0.045
4272 | 0.10489 | 0.071 | 5868.1319 | 0.045
4273 | 0.069268 | 0.071 | 5877.5791 | 0.045
4274 | 0.033615 | 0.071 | 5887.0523 | 0.045
4275 | -0.0020709 | 0.071 | 5896.5517 | 0.045
4276 | -0.03779 | 0.071 | 5906.0773 | 0.045
4277 | -0.073543 | 0.072 | 5915.6293 | 0.045
4278 | -0.10933 | 0.072 | 5925.2078 | 0.045
4279 | -0.14515 | 0.072 | 5934.8128 | 0.045
4280 | -0.181 | 0.072 | 5944.4444 | 0.045
4281 | -0.21689 | 0.072 | 5954.1029 | 0.045
4282 | -0.25281 | 0.072 | 5963.7883 | 0.045
4283 | -0.28876 | 0.072 | 5973.5007 | 0.045
4284 | -0.32475 | 0.072 | 5983.2402 | 0.045
4285 | -0.36077 | 0.072 | 5993.007 | 0.045
4286 | -0.39683 | 0.072 | 6002.8011 | 0.045
4287 | -0.43292 | 0.072 | 6012.6227 | 0.045
4288 | -0.46905 | 0.072 | 6022.4719 | 0.045
4289 | -0.50521 | 0.072 | 6032.3488 | 0.045
4290 | -0.5414 | 0.072 | 6042.2535 | 0.045
4291 | -0.57763 | 0.072 | 6052.1862 | 0.045
4292 | -0.61389 | 0.073 | 6062.1469 | 0.045
4293 | -0.65019 | 0.073 | 6072.1358 | 0.045
4294 | -0.68653 | 0.073 | 6082.153 | 0.045
4295 | -0.7229 | 0.073 | 6092.1986 | 0.045
4296 | -0.7593 | 0.073 | 6102.2727 | 0.045
4297 | -0.79574 | 0.073 | 6112.3755 | 0.045
4298 | -0.83221 | 0.073 | 6122.5071 | 0.045
4299 | -0.86872 | 0.073 | 6132.6676 | 0.045
4300 | -0.90527 | 0.073 | 6142.8571 | 0.045
4301 | -0.94185 | 0.073 | 6153.0758 | 0.045
4302 | -0.97847 | 0.073 | 6163.3238 | 0.045
4303 | -1.0151 | 0.073 | 6173.6011 | 0.045
4304 | -1.0518 | 0.073 | 6183.908 | 0.045
4305 | -1.0885 | 0.073 | 6194.2446 | 0.045
4306 | -1.1253 | 0.074 | 6204.611 | 0.045
4307 | -1.1621 | 0.074 | 6215.0072 | 0.045
4308 | -1.1989 | 0.074 | 6225.4335 | 0.045
4309 | -1.2358 | 0.074 | 6235.89 | 0.045
4310 | -1.2727 | 0.074 | 6246.3768 | 0.045
4311 | -1.3096 | 0.074 | 6256.894 | 0.045
4312 | -1.3466 | 0.074 | 6267.4419 | 0.045
4313 | -1.3836 | 0.074 | 6278.0204 | 0.045
4314 | -1.4207 | 0.074 | 6288.6297 | 0.045
4315 | -1.4578 | 0.074 | 6299.2701 | 0.045
4316 | -1.4949 | 0.074 | 6309.9415 | 0.045
4317 | -1.5321 | 0.074 | 6320.6442 | 0.045
4318 | -1.5693 | 0.074 | 6331.3783 | 0.045
4319 | -1.6065 | 0.075 | 6342.1439 | 0.045
4320 | -1.6438 | 0.075 | 6352.9412 | 0.045
4321 | -1.6811 | 0.075 | 6363.7703 | 0.045
4322 | -1.7185 | 0.075 | 6374.6313 | 0.045
4323 | -1.7559 | 0.075 | 6385.5244 | 0.045
4324 | -1.7933 | 0.075 | 6396.4497 | 0.045
4325 | -1.8308 | 0.075 | 6407.4074 | 0.045
4326 | -1.8683 | 0.075 | 6418.3976 | 0.045
4327 | -1.9058 | 0.075 | 6429.4205 | 0.045
4328 | -1.9434 | 0.075 | 6440.4762 | 0.045
4329 | -1.981 | 0.075 | 6451.5648 | 0.045
4330 | -2.0187 | 0.075 | 6462.6866 | 0.045
4331 | -2.0564 | 0.075 | 6473.8416 | 0.045
4332 | -2.0941 | 0.076 | 6485.0299 | 0.045
4333 | -2.1319 | 0.076 | 6496.2519 | 0.045
4334 | -2.1697 | 0.076 | 6507.5075 | 0.045
4335 | -2.2076 | 0.076 | 6518.797 | 0.045
4336 | -2.2455 | 0.076 | 6530.1205 | 0.045
4337 | -2.2834 | 0.076 | 6541.4781 | 0.045
4338 | -2.3214 | 0.076 | 6552.8701 | 0.045
4339 | -2.3594 | 0.076 | 6564.2965 | 0.045
4340 | -2.3975 | 0.076 | 6575.7576 | 0.045
4341 | -2.4356 | 0.076 | 6587.2534 | 0.045
4342 | -2.4737 | 0.076 | 6598.7842 | 0.045
4343 | -2.5119 | 0.076 | 6610.3501 | 0.045
4344 | -2.5501 | 0.076 | 6621.9512 | 0.045
4345 | -2.5884 | 0.077 | 6633.5878 | 0.045
4346 | -2.6267 | 0.077 | 6645.2599 | 0.045
4347 | -2.665 | 0.077 | 6656.9678 | 0.045
4348 | -2.7034 | 0.077 | 6668.7117 | 0.045
4349 | -2.7418 | 0.077 | 6680.4916 | 0.045
4350 | -2.7803 | 0.077 | 6692.3077 | 0.045
4351 | -2.8188 | 0.077 | 6704.1602 | 0.045
4352 | -2.8573 | 0.077 | 6716.0494 | 0.045
4353 | -2.8959 | 0.077 | 6727.9753 | 0.045
4354 | -2.9346 | 0.077 | 6739.9381 | 0.045
4355 | -2.9732 | 0.077 | 6751.938 | 0.045
4356 | -3.0119 | 0.077 | 6763.9752 | 0.045
4357 | -3.0507 | 0.078 | 6776.0498 | 0.045
4358 | -3.0895 | 0.078 | 6788.162 | 0.045
4359 | -3.1283 | 0.078 | 6800.312 | 0.045
4360 | -3.1672 | 0.078 | 6812.5 | 0.045
4361 | -3.2062 | 0.078 | 6824.7261 | 0.045
4362 | -3.2451 | 0.078 | 6836.9906 | 0.045
4363 | -3.2841 | 0.078 | 6849.2936 | 0.045
4364 | -3.3232 | 0.078 | 6861.6352 | 0.045
4365 | -3.3623 | 0.078 | 6874.0157 | 0.045
4366 | -3.4014 | 0.078 | 6886.4353 | 0.045
4367 | -3.4406 | 0.078 | 6898.8942 | 0.045
4368 | -3.4799 | 0.079 | 6911.3924 | 0.045
4369 | -3.5191 | 0.079 | 6923.9303 | 0.045
4370 | -3.5584 | 0.079 | 6936.5079 | 0.045
4371 | -3.5978 | 0.079 | 6949.1256 | 0.045
4372 | -3.6372 | 0.079 | 6961.7834 | 0.045
4373 | -3.6767 | 0.079 | 6974.4817 | 0.045
4374 | -3.7162 | 0.079 | 6987.2204 | 0.045
4375 | -3.7557 | 0.079 | 7000 | 0.045
4376 | -3.7953 | 0.079 | 7012.8205 | 0.045
4377 | -3.8349 | 0.079 | 7025.6822 | 0.045
4378 | -3.8746 | 0.079 | 7038.5852 | 0.045
4379 | -3.9143 | 0.079 | 7051.5298 | 0.045
4380 | -3.9541 | 0.08 | 7064.5161 | 0.045
4381 | -3.9939 | 0.08 | 7077.5444 | 0.045
4382 | -4.0337 | 0.08 | 7090.6149 | 0.045
4383 | -4.0736 | 0.08 | 7103.7277 | 0.045
4384 | -4.1136 | 0.08 | 7116.8831 | 0.045
4385 | -4.1536 | 0.08 | 7130.0813 | 0.045
4386 | -4.1936 | 0.08 | 7143.3225 | 0.045
4387 | -4.2337 | 0.08 | 7156.6069 | 0.045
4388 | -4.2738 | 0.08 | 7169.9346 | 0.045
4389 | -4.314 | 0.08 | 7183.3061 | 0.045
4390 | -4.3542 | 0.08 | 7196.7213 | 0.045
4391 | -4.3945 | 0.081 | 7210.1806 | 0.045
4392 | -4.4348 | 0.081 | 7223.6842 | 0.045
4393 | -4.4752 | 0.081 | 7237.2323 | 0.045
4394 | -4.5156 | 0.081 | 7250.8251 | 0.045
4395 | -4.5561 | 0.081 | 7264.4628 | 0.045
4396 | -4.5966 | 0.081 | 7278.1457 | 0.045
4397 | -4.6371 | 0.081 | 7291.874 | 0.045
4398 | -4.6777 | 0.081 | 7305.6478 | 0.045
4399 | -4.7184 | 0.081 | 7319.4676 | 0.045
4400 | -4.7591 | 0.081 | 7333.3333 | 0.045
4401 | -4.7998 | 0.082 | 7347.2454 | 0.045
4402 | -4.8406 | 0.082 | 7361.204 | 0.045
4403 | -4.8815 | 0.082 | 7375.2094 | 0.045
4404 | -4.9224 | 0.082 | 7389.2617 | 0.045
4405 | -4.9633 | 0.082 | 7403.3613 | 0.045
4406 | -5.0043 | 0.082 | 7417.5084 | 0.045
4407 | -5.0454 | 0.082 | 7431.7032 | 0.045
4408 | -5.0865 | 0.082 | 7445.9459 | 0.045
4409 | -5.1276 | 0.082 | 7460.2369 | 0.045
4410 | -5.1688 | 0.082 | 7474.5763 | 0.045
4411 | -5.2101 | 0.083 | 7488.9643 | 0.045
4412 | -5.2514 | 0.083 | 7503.4014 | 0.045
4413 | -5.2927 | 0.083 | 7517.8876 | 0.045
4414 | -5.3341 | 0.083 | 7532.4232 | 0.045
4415 | -5.3755 | 0.083 | 7547.0085 | 0.045
4416 | -5.417 | 0.083 | 7561.6438 | 0.045
4417 | -5.4586 | 0.083 | 7576.3293 | 0.045
4418 | -5.5002 | 0.083 | 7591.0653 | 0.045
4419 | -5.5418 | 0.083 | 7605.852 | 0.045
4420 | -5.5835 | 0.083 | 7620.6897 | 0.045
4421 | -5.6253 | 0.084 | 7635.5786 | 0.045
4422 | -5.6671 | 0.084 | 7650.519 | 0.045
4423 | -5.709 | 0.084 | 7665.5113 | 0.045
4424 | -5.7509 | 0.084 | 7680.5556 | 0.045
4425 | -5.7929 | 0.084 | 7695.6522 | 0.045
4426 | -5.8349 | 0.084 | 7710.8014 | 0.045
4427 | -5.8769 | 0.084 | 7726.0035 | 0.045
4428 | -5.9191 | 0.084 | 7741.2587 | 0.045
4429 | -5.9612 | 0.084 | 7756.5674 | 0.045
4430 | -6.0035 | 0.085 | 7771.9298 | 0.045
4431 | -6.0458 | 0.085 | 7787.3462 | 0.045
4432 | -6.0881 | 0.085 | 7802.8169 | 0.045
4433 | -6.1305 | 0.085 | 7818.3422 | 0.045
4434 | -6.1729 | 0.085 | 7833.9223 | 0.045
4435 | -6.2154 | 0.085 | 7849.5575 | 0.045
4436 | -6.258 | 0.085 | 7865.2482 | 0.045
4437 | -6.3006 | 0.085 | 7880.9947 | 0.045
4438 | -6.3433 | 0.085 | 7896.7972 | 0.045
4439 | -6.386 | 0.085 | 7912.656 | 0.045
4440 | -6.4288 | 0.086 | 7928.5714 | 0.045
4441 | -6.4716 | 0.086 | 7944.5438 | 0.045
4442 | -6.5145 | 0.086 | 7960.5735 | 0.045
4443 | -6.5574 | 0.086 | 7976.6607 | 0.045
4444 | -6.6004 | 0.086 | 7992.8058 | 0.045
4445 | -6.6435 | 0.086 | 8009.009 | 0.045
4446 | -6.6866 | 0.086 | 8025.2708 | 0.045
4447 | -6.7298 | 0.086 | 8041.5913 | 0.045
4448 | -6.773 | 0.087 | 8057.971 | 0.045
4449 | -6.8163 | 0.087 | 8074.4102 | 0.045
4450 | -6.8596 | 0.087 | 8090.9091 | 0.045
4451 | -6.903 | 0.087 | 8107.4681 | 0.045
4452 | -6.9465 | 0.087 | 8124.0876 | 0.045
4453 | -6.99 | 0.087 | 8140.7678 | 0.045
4454 | -7.0336 | 0.087 | 8157.5092 | 0.045
4455 | -7.0772 | 0.087 | 8174.3119 | 0.045
4456 | -7.1209 | 0.087 | 8191.1765 | 0.045
4457 | -7.1647 | 0.088 | 8208.1031 | 0.045
4458 | -7.2085 | 0.088 | 8225.0923 | 0.045
4459 | -7.2523 | 0.088 | 8242.1442 | 0.045
4460 | -7.2963 | 0.088 | 8259.2593 | 0.045
4461 | -7.3403 | 0.088 | 8276.4378 | 0.045
4462 | -7.3843 | 0.088 | 8293.6803 | 0.045
4463 | -7.4284 | 0.088 | 8310.987 | 0.045
4464 | -7.4726 | 0.088 | 8328.3582 | 0.045
4465 | -7.5168 | 0.089 | 8345.7944 | 0.045
4466 | -7.5611 | 0.089 | 8363.2959 | 0.045
4467 | -7.6054 | 0.089 | 8380.863 | 0.045
4468 | -7.6499 | 0.089 | 8398.4962 | 0.045
4469 | -7.6943 | 0.089 | 8416.1959 | 0.045
4470 | -7.7389 | 0.089 | 8433.9623 | 0.045
4471 | -7.7835 | 0.089 | 8451.7958 | 0.045
4472 | -7.8281 | 0.089 | 8469.697 | 0.045
4473 | -7.8728 | 0.09 | 8487.666 | 0.045
4474 | -7.9176 | 0.09 | 8505.7034 | 0.045
4475 | -7.9625 | 0.09 | 8523.8095 | 0.045
4476 | -8.0074 | 0.09 | 8541.9847 | 0.045
4477 | -8.0524 | 0.09 | 8560.2294 | 0.045
4478 | -8.0974 | 0.09 | 8578.5441 | 0.045
4479 | -8.1425 | 0.09 | 8596.929 | 0.045
4480 | -8.1877 | 0.09 | 8615.3846 | 0.045
4481 | -8.2329 | 0.091 | 8633.9114 | 0.045
4482 | -8.2782 | 0.091 | 8652.5097 | 0.045
4483 | -8.3235 | 0.091 | 8671.1799 | 0.045
4484 | -8.369 | 0.091 | 8689.9225 | 0.045
4485 | -8.4144 | 0.091 | 8708.7379 | 0.045
4486 | -8.46 | 0.091 | 8727.6265 | 0.045
4487 | -8.5056 | 0.091 | 8746.5887 | 0.045
4488 | -8.5513 | 0.091 | 8765.625 | 0.045
4489 | -8.5971 | 0.092 | 8784.7358 | 0.045
4490 | -8.6429 | 0.092 | 8803.9216 | 0.045
4491 | -8.6888 | 0.092 | 8823.1827 | 0.045
4492 | -8.7347 | 0.092 | 8842.5197 | 0.045
4493 | -8.7807 | 0.092 | 8861.9329 | 0.045
4494 | -8.8268 | 0.092 | 8881.4229 | 0.045
4495 | -8.873 | 0.092 | 8900.9901 | 0.045
4496 | -8.9192 | 0.093 | 8920.6349 | 0.045
4497 | -8.9655 | 0.093 | 8940.3579 | 0.045
4498 | -9.0119 | 0.093 | 8960.1594 | 0.045
4499 | -9.0583 | 0.093 | 8980.0399 | 0.045
4500 | -9.1048 | 0.093 | 9000 | 0.045
4501 | -9.1514 | 0.093 | 9020.0401 | 0.045
4502 | -9.198 | 0.093 | 9040.1606 | 0.045
4503 | -9.2447 | 0.093 | 9060.3622 | 0.045
4504 | -9.2915 | 0.094 | 9080.6452 | 0.045
4505 | -9.3383 | 0.094 | 9101.0101 | 0.045
4506 | -9.3852 | 0.094 | 9121.4575 | 0.045
4507 | -9.4322 | 0.094 | 9141.9878 | 0.045
4508 | -9.4793 | 0.094 | 9162.6016 | 0.045
4509 | -9.5264 | 0.094 | 9183.2994 | 0.045
4510 | -9.5736 | 0.094 | 9204.0816 | 0.045
4511 | -9.6209 | 0.095 | 9224.9489 | 0.045
4512 | -9.6683 | 0.095 | 9245.9016 | 0.045
4513 | -9.7157 | 0.095 | 9266.9405 | 0.045
4514 | -9.7632 | 0.095 | 9288.0658 | 0.045
4515 | -9.8108 | 0.095 | 9309.2784 | 0.045
4516 | -9.8584 | 0.095 | 9330.5785 | 0.045
4517 | -9.9061 | 0.096 | 9351.9669 | 0.045
4518 | -9.9539 | 0.096 | 9373.444 | 0.045
4519 | -10.0018 | 0.096 | 9395.0104 | 0.045
4520 | -10.0497 | 0.096 | 9416.6667 | 0.045
4521 | -10.0977 | 0.096 | 9438.4134 | 0.045
4522 | -10.1458 | 0.096 | 9460.251 | 0.045
4523 | -10.194 | 0.096 | 9482.1803 | 0.045
4524 | -10.2422 | 0.097 | 9504.2017 | 0.045
4525 | -10.2905 | 0.097 | 9526.3158 | 0.045
4526 | -10.3389 | 0.097 | 9548.5232 | 0.045
4527 | -10.3874 | 0.097 | 9570.8245 | 0.045
4528 | -10.436 | 0.097 | 9593.2203 | 0.045
4529 | -10.4846 | 0.097 | 9615.7113 | 0.045
4530 | -10.5333 | 0.097 | 9638.2979 | 0.045
4531 | -10.5821 | 0.098 | 9660.9808 | 0.045
4532 | -10.631 | 0.098 | 9683.7607 | 0.045
4533 | -10.6799 | 0.098 | 9706.6381 | 0.045
4534 | -10.7289 | 0.098 | 9729.6137 | 0.045
4535 | -10.778 | 0.098 | 9752.6882 | 0.045
4536 | -10.8272 | 0.098 | 9775.8621 | 0.045
4537 | -10.8765 | 0.099 | 9799.1361 | 0.045
4538 | -10.9258 | 0.099 | 9822.5108 | 0.045
4539 | -10.9752 | 0.099 | 9845.987 | 0.045
4540 | -11.0247 | 0.099 | 9869.5652 | 0.045
4541 | -11.0743 | 0.099 | 9893.2462 | 0.045
4542 | -11.124 | 0.099 | 9917.0306 | 0.045
4543 | -11.1737 | 0.1 | 9940.919 | 0.045
4544 | -11.2236 | 0.1 | 9964.9123 | 0.045
4545 | -11.2735 | 0.1 | 9989.011 | 0.045
4546 | -11.3235 | 0.1 | 10013.2159 | 0.045
4547 | -11.3736 | 0.1 | 10037.5276 | 0.045
4548 | -11.4237 | 0.1 | 10061.9469 | 0.045
4549 | -11.474 | 0.101 | 10086.4745 | 0.045
4550 | -11.5243 | 0.101 | 10111.1111 | 0.045
4551 | -11.5747 | 0.101 | 10135.8575 | 0.045
4552 | -11.6252 | 0.101 | 10160.7143 | 0.045
4553 | -11.6758 | 0.101 | 10185.6823 | 0.045
4554 | -11.7265 | 0.101 | 10210.7623 | 0.045
4555 | -11.7773 | 0.102 | 10235.9551 | 0.045
4556 | -11.8281 | 0.102 | 10261.2613 | 0.045
4557 | -11.8791 | 0.102 | 10286.6817 | 0.045
4558 | -11.9301 | 0.102 | 10312.2172 | 0.045
4559 | -11.9812 | 0.102 | 10337.8685 | 0.045
4560 | -12.0324 | 0.102 | 10363.6364 | 0.045
4561 | -12.0837 | 0.103 | 10389.5216 | 0.045
4562 | -12.1351 | 0.103 | 10415.5251 | 0.045
4563 | -12.1866 | 0.103 | 10441.6476 | 0.045
4564 | -12.2381 | 0.103 | 10467.8899 | 0.045
4565 | -12.2898 | 0.103 | 10494.2529 | 0.045
4566 | -12.3415 | 0.104 | 10520.7373 | 0.045
4567 | -12.3934 | 0.104 | 10547.3441 | 0.045
4568 | -12.4453 | 0.104 | 10574.0741 | 0.045
4569 | -12.4973 | 0.104 | 10600.9281 | 0.045
4570 | -12.5494 | 0.104 | 10627.907 | 0.045
4571 | -12.6016 | 0.105 | 10655.0117 | 0.045
4572 | -12.6539 | 0.105 | 10682.243 | 0.045
4573 | -12.7063 | 0.105 | 10709.6019 | 0.045
4574 | -12.7588 | 0.105 | 10737.0892 | 0.045
4575 | -12.8114 | 0.105 | 10764.7059 | 0.045
4576 | -12.8641 | 0.105 | 10792.4528 | 0.045
4577 | -12.9169 | 0.106 | 10820.331 | 0.045
4578 | -12.9697 | 0.106 | 10848.3412 | 0.045
4579 | -13.0227 | 0.106 | 10876.4846 | 0.045
4580 | -13.0758 | 0.106 | 10904.7619 | 0.045
4581 | -13.1289 | 0.106 | 10933.1742 | 0.045
4582 | -13.1822 | 0.107 | 10961.7225 | 0.045
4583 | -13.2355 | 0.107 | 10990.4077 | 0.045
4584 | -13.289 | 0.107 | 11019.2308 | 0.045
4585 | -13.3425 | 0.107 | 11048.1928 | 0.045
4586 | -13.3962 | 0.107 | 11077.2947 | 0.045
4587 | -13.45 | 0.108 | 11106.5375 | 0.045
4588 | -13.5038 | 0.108 | 11135.9223 | 0.045
4589 | -13.5578 | 0.108 | 11165.4501 | 0.045
4590 | -13.6118 | 0.108 | 11195.122 | 0.045
4591 | -13.666 | 0.108 | 11224.9389 | 0.045
4592 | -13.7202 | 0.109 | 11254.902 | 0.045
4593 | -13.7746 | 0.109 | 11285.0123 | 0.045
4594 | -13.8291 | 0.109 | 11315.2709 | 0.045
4595 | -13.8836 | 0.109 | 11345.679 | 0.045
4596 | -13.9383 | 0.109 | 11376.2376 | 0.045
4597 | -13.9931 | 0.11 | 11406.9479 | 0.045
4598 | -14.048 | 0.11 | 11437.8109 | 0.045
4599 | -14.103 | 0.11 | 11468.8279 | 0.045
4600 | -14.1581 | 0.11 | 11500 | 0.045
4601 | -14.2133 | 0.111 | 11531.3283 | 0.045
4602 | -14.2686 | 0.111 | 11562.8141 | 0.045
4603 | -14.324 | 0.111 | 11594.4584 | 0.045
4604 | -14.3796 | 0.111 | 11626.2626 | 0.045
4605 | -14.4352 | 0.111 | 11658.2278 | 0.045
4606 | -14.4909 | 0.112 | 11690.3553 | 0.045
4607 | -14.5468 | 0.112 | 11722.6463 | 0.045
4608 | -14.6028 | 0.112 | 11755.102 | 0.045
4609 | -14.6589 | 0.112 | 11787.7238 | 0.045
4610 | -14.7151 | 0.112 | 11820.5128 | 0.045
4611 | -14.7714 | 0.113 | 11853.4704 | 0.045
4612 | -14.8278 | 0.113 | 11886.5979 | 0.045
4613 | -14.8843 | 0.113 | 11919.8966 | 0.045
4614 | -14.941 | 0.113 | 11953.3679 | 0.045
4615 | -14.9977 | 0.114 | 11987.013 | 0.045
4616 | -15.0546 | 0.114 | 12020.8333 | 0.045
4617 | -15.1116 | 0.114 | 12054.8303 | 0.045
4618 | -15.1687 | 0.114 | 12089.0052 | 0.045
4619 | -15.2259 | 0.115 | 12123.3596 | 0.045
4620 | -15.2833 | 0.115 | 12157.8947 | 0.045
4621 | -15.3407 | 0.115 | 12192.6121 | 0.045
4622 | -15.3983 | 0.115 | 12227.5132 | 0.045
4623 | -15.456 | 0.116 | 12262.5995 | 0.045
4624 | -15.5138 | 0.116 | 12297.8723 | 0.045
4625 | -15.5717 | 0.116 | 12333.3333 | 0.045
4626 | -15.6298 | 0.116 | 12368.984 | 0.045
4627 | -15.688 | 0.116 | 12404.8257 | 0.045
4628 | -15.7463 | 0.117 | 12440.8602 | 0.045
4629 | -15.8047 | 0.117 | 12477.0889 | 0.045
4630 | -15.8633 | 0.117 | 12513.5135 | 0.045
4631 | -15.9219 | 0.117 | 12550.1355 | 0.045
4632 | -15.9807 | 0.118 | 12586.9565 | 0.045
4633 | -16.0397 | 0.118 | 12623.9782 | 0.045
4634 | -16.0987 | 0.118 | 12661.2022 | 0.045
4635 | -16.1579 | 0.118 | 12698.6301 | 0.045
4636 | -16.2172 | 0.119 | 12736.2637 | 0.045
4637 | -16.2766 | 0.119 | 12774.1047 | 0.045
4638 | -16.3362 | 0.119 | 12812.1547 | 0.045
4639 | -16.3959 | 0.12 | 12850.4155 | 0.045
4640 | -16.4557 | 0.12 | 12888.8889 | 0.045
4641 | -16.5157 | 0.12 | 12927.5766 | 0.045
4642 | -16.5758 | 0.12 | 12966.4804 | 0.045
4643 | -16.636 | 0.121 | 13005.6022 | 0.045
4644 | -16.6963 | 0.121 | 13044.9438 | 0.045
4645 | -16.7568 | 0.121 | 13084.507 | 0.045
4646 | -16.8174 | 0.121 | 13124.2938 | 0.045
4647 | -16.8782 | 0.122 | 13164.3059 | 0.045
4648 | -16.9391 | 0.122 | 13204.5455 | 0.045
4649 | -17.0001 | 0.122 | 13245.0142 | 0.045
4650 | -17.0613 | 0.122 | 13285.7143 | 0.045
4651 | -17.1226 | 0.123 | 13326.6476 | 0.045
4652 | -17.184 | 0.123 | 13367.8161 | 0.045
4653 | -17.2456 | 0.123 | 13409.2219 | 0.045
4654 | -17.3073 | 0.124 | 13450.8671 | 0.045
4655 | -17.3692 | 0.124 | 13492.7536 | 0.045
4656 | -17.4312 | 0.124 | 13534.8837 | 0.045
4657 | -17.4933 | 0.124 | 13577.2595 | 0.045
4658 | -17.5556 | 0.125 | 13619.883 | 0.045
4659 | -17.6181 | 0.125 | 13662.7566 | 0.045
4660 | -17.6807 | 0.125 | 13705.8824 | 0.045
4661 | -17.7434 | 0.126 | 13749.2625 | 0.045
4662 | -17.8063 | 0.126 | 13792.8994 | 0.045
4663 | -17.8693 | 0.126 | 13836.7953 | 0.045
4664 | -17.9325 | 0.126 | 13880.9524 | 0.045
4665 | -17.9958 | 0.127 | 13925.3731 | 0.045
4666 | -18.0593 | 0.127 | 13970.0599 | 0.045
4667 | -18.1229 | 0.127 | 14015.015 | 0.045
4668 | -18.1867 | 0.128 | 14060.241 | 0.045
4669 | -18.2506 | 0.128 | 14105.7402 | 0.045
4670 | -18.3147 | 0.128 | 14151.5152 | 0.045
4671 | -18.3789 | 0.129 | 14197.5684 | 0.045
4672 | -18.4433 | 0.129 | 14243.9024 | 0.045
4673 | -18.5079 | 0.129 | 14290.5199 | 0.045
4674 | -18.5726 | 0.13 | 14337.4233 | 0.045
4675 | -18.6375 | 0.13 | 14384.6154 | 0.045
4676 | -18.7025 | 0.13 | 14432.0988 | 0.045
4677 | -18.7677 | 0.131 | 14479.8762 | 0.045
4678 | -18.833 | 0.131 | 14527.9503 | 0.045
4679 | -18.8985 | 0.131 | 14576.324 | 0.045
4680 | -18.9642 | 0.132 | 14625 | 0.045
4681 | -19.03 | 0.132 | 14673.9812 | 0.045
4682 | -19.096 | 0.132 | 14723.2704 | 0.045
4683 | -19.1622 | 0.133 | 14772.8707 | 0.045
4684 | -19.2286 | 0.133 | 14822.7848 | 0.045
4685 | -19.2951 | 0.133 | 14873.0159 | 0.045
4686 | -19.3617 | 0.134 | 14923.5669 | 0.045
4687 | -19.4286 | 0.134 | 14974.4409 | 0.045
4688 | -19.4956 | 0.134 | 15025.641 | 0.045
4689 | -19.5628 | 0.135 | 15077.1704 | 0.045
4690 | -19.6301 | 0.135 | 15129.0323 | 0.045
4691 | -19.6977 | 0.135 | 15181.2298 | 0.045
4692 | -19.7654 | 0.136 | 15233.7662 | 0.045
4693 | -19.8333 | 0.136 | 15286.645 | 0.045
4694 | -19.9014 | 0.136 | 15339.8693 | 0.045
4695 | -19.9696 | 0.137 | 15393.4426 | 0.045
4696 | -20.038 | 0.137 | 15447.3684 | 0.045
4697 | -20.1066 | 0.137 | 15501.6502 | 0.045
4698 | -20.1754 | 0.138 | 15556.2914 | 0.045
4699 | -20.2444 | 0.138 | 15611.2957 | 0.045
4700 | -20.3136 | 0.139 | 15666.6667 | 0.045
4701 | -20.3829 | 0.139 | 15722.408 | 0.045
4702 | -20.4524 | 0.139 | 15778.5235 | 0.045
4703 | -20.5222 | 0.14 | 15835.0168 | 0.045
4704 | -20.5921 | 0.14 | 15891.8919 | 0.045
4705 | -20.6622 | 0.14 | 15949.1525 | 0.045
4706 | -20.7324 | 0.141 | 16006.8027 | 0.045
4707 | -20.8029 | 0.141 | 16064.8464 | 0.045
4708 | -20.8736 | 0.142 | 16123.2877 | 0.045
4709 | -20.9445 | 0.142 | 16182.1306 | 0.045
4710 | -21.0156 | 0.142 | 16241.3793 | 0.045
4711 | -21.0868 | 0.143 | 16301.0381 | 0.045
4712 | -21.1583 | 0.143 | 16361.1111 | 0.045
4713 | -21.23 | 0.144 | 16421.6028 | 0.045
4714 | -21.3018 | 0.144 | 16482.5175 | 0.045
4715 | -21.3739 | 0.144 | 16543.8596 | 0.045
4716 | -21.4462 | 0.145 | 16605.6338 | 0.045
4717 | -21.5187 | 0.145 | 16667.8445 | 0.045
4718 | -21.5914 | 0.146 | 16730.4965 | 0.045
4719 | -21.6643 | 0.146 | 16793.5943 | 0.045
4720 | -21.7374 | 0.146 | 16857.1429 | 0.045
4721 | -21.8107 | 0.147 | 16921.147 | 0.045
4722 | -21.8843 | 0.147 | 16985.6115 | 0.045
4723 | -21.958 | 0.148 | 17050.5415 | 0.045
4724 | -22.032 | 0.148 | 17115.942 | 0.045
4725 | -22.1062 | 0.149 | 17181.8182 | 0.045
4726 | -22.1806 | 0.149 | 17248.1752 | 0.045
4727 | -22.2552 | 0.149 | 17315.0183 | 0.045
4728 | -22.3301 | 0.15 | 17382.3529 | 0.045
4729 | -22.4052 | 0.15 | 17450.1845 | 0.045
4730 | -22.4805 | 0.151 | 17518.5185 | 0.045
4731 | -22.556 | 0.151 | 17587.3606 | 0.045
4732 | -22.6318 | 0.152 | 17656.7164 | 0.045
4733 | -22.7077 | 0.152 | 17726.5918 | 0.045
4734 | -22.784 | 0.153 | 17796.9925 | 0.045
4735 | -22.8604 | 0.153 | 17867.9245 | 0.045
4736 | -22.9371 | 0.154 | 17939.3939 | 0.045
4737 | -23.014 | 0.154 | 18011.4068 | 0.045
4738 | -23.0912 | 0.155 | 18083.9695 | 0.045
4739 | -23.1686 | 0.155 | 18157.0881 | 0.045
4740 | -23.2463 | 0.156 | 18230.7692 | 0.045
4741 | -23.3242 | 0.156 | 18305.0193 | 0.045
4742 | -23.4023 | 0.157 | 18379.845 | 0.045
4743 | -23.4807 | 0.157 | 18455.2529 | 0.045
4744 | -23.5593 | 0.158 | 18531.25 | 0.045
4745 | -23.6382 | 0.158 | 18607.8431 | 0.045
4746 | -23.7174 | 0.159 | 18685.0394 | 0.045
4747 | -23.7968 | 0.159 | 18762.8458 | 0.045
4748 | -23.8764 | 0.16 | 18841.2698 | 0.045
4749 | -23.9563 | 0.16 | 18920.3187 | 0.045
4750 | -24.0365 | 0.161 | 19000 | 0.045
4751 | -24.117 | 0.161 | 19080.3213 | 0.045
4752 | -24.1977 | 0.162 | 19161.2903 | 0.045
4753 | -24.2786 | 0.162 | 19242.915 | 0.045
4754 | -24.3599 | 0.163 | 19325.2033 | 0.045
4755 | -24.4414 | 0.163 | 19408.1633 | 0.045
4756 | -24.5232 | 0.164 | 19491.8033 | 0.045
4757 | -24.6052 | 0.164 | 19576.1317 | 0.045
4758 | -24.6876 | 0.165 | 19661.157 | 0.045
4759 | -24.7702 | 0.166 | 19746.888 | 0.045
4760 | -24.8531 | 0.166 | 19833.3333 | 0.045
4761 | -24.9363 | 0.167 | 19920.5021 | 0.045
4762 | -25.0198 | 0.167 | 20008.4034 | 0.045
4763 | -25.1035 | 0.168 | 20097.0464 | 0.045
4764 | -25.1876 | 0.168 | 20186.4407 | 0.045
4765 | -25.2719 | 0.169 | 20276.5957 | 0.045
4766 | -25.3566 | 0.17 | 20367.5214 | 0.045
4767 | -25.4415 | 0.17 | 20459.2275 | 0.045
4768 | -25.5268 | 0.171 | 20551.7241 | 0.045
4769 | -25.6123 | 0.171 | 20645.0216 | 0.045
4770 | -25.6982 | 0.172 | 20739.1304 | 0.045
4771 | -25.7844 | 0.173 | 20834.0611 | 0.045
4772 | -25.8708 | 0.173 | 20929.8246 | 0.045
4773 | -25.9576 | 0.174 | 21026.4317 | 0.045
4774 | -26.0447 | 0.175 | 21123.8938 | 0.045
4775 | -26.1321 | 0.175 | 21222.2222 | 0.045
4776 | -26.2199 | 0.176 | 21321.4286 | 0.045
4777 | -26.308 | 0.176 | 21421.5247 | 0.045
4778 | -26.3964 | 0.177 | 21522.5225 | 0.045
4779 | -26.4851 | 0.178 | 21624.4344 | 0.045
4780 | -26.5742 | 0.178 | 21727.2727 | 0.045
4781 | -26.6636 | 0.179 | 21831.0502 | 0.045
4782 | -26.7533 | 0.18 | 21935.7798 | 0.045
4783 | -26.8434 | 0.181 | 22041.4747 | 0.045
4784 | -26.9338 | 0.181 | 22148.1481 | 0.045
4785 | -27.0246 | 0.182 | 22255.814 | 0.045
4786 | -27.1157 | 0.183 | 22364.486 | 0.045
4787 | -27.2072 | 0.183 | 22474.1784 | 0.045
4788 | -27.299 | 0.184 | 22584.9057 | 0.045
4789 | -27.3912 | 0.185 | 22696.6825 | 0.045
4790 | -27.4837 | 0.185 | 22809.5238 | 0.045
4791 | -27.5767 | 0.186 | 22923.445 | 0.045
4792 | -27.67 | 0.187 | 23038.4615 | 0.045
4793 | -27.7636 | 0.188 | 23154.5894 | 0.045
4794 | -27.8577 | 0.188 | 23271.8447 | 0.045
4795 | -27.9521 | 0.189 | 23390.2439 | 0.045
4796 | -28.0469 | 0.19 | 23509.8039 | 0.045
4797 | -28.1421 | 0.191 | 23630.5419 | 0.045
4798 | -28.2377 | 0.192 | 23752.4752 | 0.045
4799 | -28.3337 | 0.192 | 23875.6219 | 0.045
4800 | -28.4301 | 0.193 | 24000 | 0.045
4801 | -28.5269 | 0.194 | 24125.6281 | 0.045
4802 | -28.6241 | 0.195 | 24252.5253 | 0.045
4803 | -28.7217 | 0.196 | 24380.7107 | 0.045
4804 | -28.8197 | 0.196 | 24510.2041 | 0.045
4805 | -28.9181 | 0.197 | 24641.0256 | 0.045
4806 | -29.017 | 0.198 | 24773.1959 | 0.045
4807 | -29.1163 | 0.199 | 24906.7358 | 0.045
4808 | -29.216 | 0.2 | 25041.6667 | 0.045
4809 | -29.3161 | 0.201 | 25178.0105 | 0.045
4810 | -29.4167 | 0.202 | 25315.7895 | 0.045
4811 | -29.5178 | 0.203 | 25455.0265 | 0.045
4812 | -29.6193 | 0.203 | 25595.7447 | 0.045
4813 | -29.7212 | 0.204 | 25737.9679 | 0.045
4814 | -29.8236 | 0.205 | 25881.7204 | 0.045
4815 | -29.9265 | 0.206 | 26027.027 | 0.045
4816 | -30.0298 | 0.207 | 26173.913 | 0.045
4817 | -30.1336 | 0.208 | 26322.4044 | 0.045
4818 | -30.2379 | 0.209 | 26472.5275 | 0.045
4819 | -30.3426 | 0.21 | 26624.3094 | 0.045
4820 | -30.4479 | 0.211 | 26777.7778 | 0.045
4821 | -30.5536 | 0.212 | 26932.9609 | 0.045
4822 | -30.6598 | 0.213 | 27089.8876 | 0.045
4823 | -30.7666 | 0.214 | 27248.5876 | 0.045
4824 | -30.8738 | 0.215 | 27409.0909 | 0.045
4825 | -30.9816 | 0.216 | 27571.4286 | 0.045
4826 | -31.0898 | 0.217 | 27735.6322 | 0.045
4827 | -31.1987 | 0.218 | 27901.7341 | 0.045
4828 | -31.308 | 0.219 | 28069.7674 | 0.045
4829 | -31.4179 | 0.22 | 28239.7661 | 0.045
4830 | -31.5283 | 0.221 | 28411.7647 | 0.045
4831 | -31.6392 | 0.222 | 28585.7988 | 0.045
4832 | -31.7507 | 0.224 | 28761.9048 | 0.045
4833 | -31.8628 | 0.225 | 28940.1198 | 0.045
4834 | -31.9755 | 0.226 | 29120.4819 | 0.045
4835 | -32.0887 | 0.227 | 29303.0303 | 0.045
4836 | -32.2025 | 0.228 | 29487.8049 | 0.045
4837 | -32.3169 | 0.229 | 29674.8466 | 0.045
4838 | -32.4319 | 0.231 | 29864.1975 | 0.045
4839 | -32.5474 | 0.232 | 30055.9006 | 0.045
4840 | -32.6636 | 0.233 | 30250 | 0.045
4841 | -32.7804 | 0.234 | 30446.5409 | 0.045
4842 | -32.8979 | 0.235 | 30645.5696 | 0.045
4843 | -33.0159 | 0.237 | 30847.1338 | 0.045
4844 | -33.1346 | 0.238 | 31051.2821 | 0.045
4845 | -33.254 | 0.239 | 31258.0645 | 0.045
4846 | -33.374 | 0.241 | 31467.5325 | 0.045
4847 | -33.4947 | 0.242 | 31679.7386 | 0.045
4848 | -33.616 | 0.243 | 31894.7368 | 0.045
4849 | -33.738 | 0.245 | 32112.5828 | 0.045
4850 | -33.8607 | 0.246 | 32333.3333 | 0.045
4851 | -33.9841 | 0.247 | 32557.047 | 0.045
4852 | -34.1082 | 0.249 | 32783.7838 | 0.045
4853 | -34.233 | 0.25 | 33013.6054 | 0.045
4854 | -34.3585 | 0.252 | 33246.5753 | 0.045
4855 | -34.4848 | 0.253 | 33482.7586 | 0.045
4856 | -34.6118 | 0.255 | 33722.2222 | 0.045
4857 | -34.7396 | 0.256 | 33965.035 | 0.045
4858 | -34.8681 | 0.258 | 34211.2676 | 0.045
4859 | -34.9974 | 0.259 | 34460.9929 | 0.045
4860 | -35.1275 | 0.261 | 34714.2857 | 0.045
4861 | -35.2584 | 0.263 | 34971.223 | 0.045
4862 | -35.3901 | 0.264 | 35231.8841 | 0.045
4863 | -35.5226 | 0.266 | 35496.3504 | 0.045
4864 | -35.6559 | 0.267 | 35764.7059 | 0.045
4865 | -35.7901 | 0.269 | 36037.037 | 0.045
4866 | -35.9251 | 0.271 | 36313.4328 | 0.045
4867 | -36.061 | 0.273 | 36593.985 | 0.045
4868 | -36.1977 | 0.274 | 36878.7879 | 0.045
4869 | -36.3354 | 0.276 | 37167.9389 | 0.045
4870 | -36.4739 | 0.278 | 37461.5385 | 0.045
4871 | -36.6133 | 0.28 | 37759.6899 | 0.045
4872 | -36.7537 | 0.282 | 38062.5 | 0.045
4873 | -36.8951 | 0.284 | 38370.0787 | 0.045
4874 | -37.0373 | 0.286 | 38682.5397 | 0.045
4875 | -37.1806 | 0.287 | 39000 | 0.045
4876 | -37.3248 | 0.289 | 39322.5806 | 0.045
4877 | -37.47 | 0.291 | 39650.4065 | 0.045
4878 | -37.6163 | 0.294 | 39983.6066 | 0.045
4879 | -37.7636 | 0.296 | 40322.314 | 0.045
4880 | -37.9119 | 0.298 | 40666.6667 | 0.045
4881 | -38.0613 | 0.3 | 41016.8067 | 0.045
4882 | -38.2118 | 0.302 | 41372.8814 | 0.045
4883 | -38.3633 | 0.304 | 41735.0427 | 0.045
4884 | -38.516 | 0.307 | 42103.4483 | 0.045
4885 | -38.6698 | 0.309 | 42478.2609 | 0.045
4886 | -38.8248 | 0.311 | 42859.6491 | 0.045
4887 | -38.981 | 0.313 | 43247.7876 | 0.045
4888 | -39.1383 | 0.316 | 43642.8571 | 0.045
4889 | -39.2968 | 0.318 | 44045.045 | 0.045
4890 | -39.4566 | 0.321 | 44454.5455 | 0.045
4891 | -39.6177 | 0.323 | 44871.5596 | 0.045
4892 | -39.78 | 0.326 | 45296.2963 | 0.045
4893 | -39.9436 | 0.329 | 45728.972 | 0.045
4894 | -40.1086 | 0.331 | 46169.8113 | 0.045
4895 | -40.2748 | 0.334 | 46619.0476 | 0.045
4896 | -40.4425 | 0.337 | 47076.9231 | 0.045
4897 | -40.6116 | 0.34 | 47543.6893 | 0.045
4898 | -40.782 | 0.342 | 48019.6078 | 0.045
4899 | -40.954 | 0.345 | 48504.9505 | 0.045
4900 | -41.1274 | 0.348 | 49000 | 0.045
4901 | -41.3023 | 0.351 | 49505.0505 | 0.045
4902 | -41.4787 | 0.354 | 50020.4082 | 0.045
4903 | -41.6567 | 0.358 | 50546.3918 | 0.045
4904 | -41.8363 | 0.361 | 51083.3333 | 0.045
4905 | -42.0176 | 0.364 | 51631.5789 | 0.045
4906 | -42.2004 | 0.367 | 52191.4894 | 0.045
4907 | -42.385 | 0.371 | 52763.4409 | 0.045
4908 | -42.5713 | 0.374 | 53347.8261 | 0.045
4909 | -42.7594 | 0.378 | 53945.0549 | 0.045
4910 | -42.9492 | 0.382 | 54555.5556 | 0.045
4911 | -43.1409 | 0.385 | 55179.7753 | 0.045
4912 | -43.3345 | 0.389 | 55818.1818 | 0.045
4913 | -43.53 | 0.393 | 56471.2644 | 0.045
4914 | -43.7275 | 0.397 | 57139.5349 | 0.045
4915 | -43.9269 | 0.401 | 57823.5294 | 0.045
4916 | -44.1285 | 0.405 | 58523.8095 | 0.045
4917 | -44.3321 | 0.409 | 59240.9639 | 0.045
4918 | -44.5378 | 0.414 | 59975.6098 | 0.045
4919 | -44.7458 | 0.418 | 60728.3951 | 0.045
4920 | -44.956 | 0.423 | 61500 | 0.045
4921 | -45.1684 | 0.427 | 62291.1392 | 0.045
4922 | -45.3833 | 0.432 | 63102.5641 | 0.045
4923 | -45.6005 | 0.437 | 63935.0649 | 0.045
4924 | -45.8203 | 0.442 | 64789.4737 | 0.045
4925 | -46.0425 | 0.447 | 65666.6667 | 0.045
4926 | -46.2674 | 0.452 | 66567.5676 | 0.045
4927 | -46.4949 | 0.458 | 67493.1507 | 0.045
4928 | -46.7252 | 0.463 | 68444.4444 | 0.045
4929 | -46.9583 | 0.469 | 69422.5352 | 0.045
4930 | -47.1942 | 0.475 | 70428.5714 | 0.045
4931 | -47.4331 | 0.481 | 71463.7681 | 0.045
4932 | -47.6751 | 0.487 | 72529.4118 | 0.045
4933 | -47.9202 | 0.493 | 73626.8657 | 0.045
4934 | -48.1685 | 0.5 | 74757.5758 | 0.045
4935 | -48.4202 | 0.507 | 75923.0769 | 0.045
4936 | -48.6752 | 0.514 | 77125 | 0.045
4937 | -48.9338 | 0.521 | 78365.0794 | 0.045
4938 | -49.1959 | 0.528 | 79645.1613 | 0.045
4939 | -49.4618 | 0.536 | 80967.2131 | 0.045
4940 | -49.7316 | 0.543 | 82333.3333 | 0.045
4941 | -50.0053 | 0.552 | 83745.7627 | 0.045
4942 | -50.2832 | 0.56 | 85206.8966 | 0.045
4943 | -50.5652 | 0.569 | 86719.2982 | 0.045
4944 | -50.8517 | 0.577 | 88285.7143 | 0.045
4945 | -51.1427 | 0.587 | 89909.0909 | 0.045
4946 | -51.4383 | 0.596 | 91592.5926 | 0.045
4947 | -51.7388 | 0.606 | 93339.6226 | 0.045
4948 | -52.0444 | 0.616 | 95153.8462 | 0.045
4949 | -52.3552 | 0.627 | 97039.2157 | 0.045
4950 | -52.6713 | 0.638 | 99000 | 0.045
4951 | -52.9931 | 0.649 | 101040.8163 | 0.045
4952 | -53.3207 | 0.661 | 103166.6667 | 0.045
4953 | -53.6544 | 0.674 | 105382.9787 | 0.045
4954 | -53.9945 | 0.687 | 107695.6522 | 0.045
4955 | -54.3411 | 0.7 | 110111.1111 | 0.045
4956 | -54.6945 | 0.714 | 112636.3636 | 0.045
4957 | -55.0552 | 0.729 | 115279.0698 | 0.045
4958 | -55.4233 | 0.744 | 118047.619 | 0.045
4959 | -55.7993 | 0.76 | 120951.2195 | 0.045
4960 | -56.1834 | 0.777 | 124000 | 0.045
4961 | -56.5761 | 0.794 | 127205.1282 | 0.045
4962 | -56.9779 | 0.813 | 130578.9474 | 0.045
4963 | -57.3891 | 0.832 | 134135.1351 | 0.045
4964 | -57.8103 | 0.853 | 137888.8889 | 0.045
4965 | -58.242 | 0.874 | 141857.1429 | 0.045
4966 | -58.6847 | 0.897 | 146058.8235 | 0.045
4967 | -59.1392 | 0.921 | 150515.1515 | 0.045
4968 | -59.606 | 0.947 | 155250 | 0.045
4969 | -60.086 | 0.974 | 160290.3226 | 0.045
4970 | -60.58 | 1.003 | 165666.6667 | 0.045
4971 | -61.0888 | 1.033 | 171413.7931 | 0.045
4972 | -61.6134 | 1.066 | 177571.4286 | 0.045
4973 | -62.155 | 1.101 | 184185.1852 | 0.045
4974 | -62.7147 | 1.139 | 191307.6923 | 0.045
4975 | -63.294 | 1.18 | 199000 | 0.045
4976 | -63.8942 | 1.223 | 207333.3333 | 0.045
4977 | -64.5172 | 1.271 | 216391.3043 | 0.045
4978 | -65.1649 | 1.322 | 226272.7273 | 0.045
4979 | -65.8393 | 1.378 | 237095.2381 | 0.045
4980 | -66.5431 | 1.44 | 249000 | 0.045
4981 | -67.2791 | 1.507 | 262157.8947 | 0.045
4982 | -68.0505 | 1.582 | 276777.7778 | 0.045
4983 | -68.8613 | 1.665 | 293117.6471 | 0.045
4984 | -69.7159 | 1.759 | 311500 | 0.045
4985 | -70.6198 | 1.864 | 332333.3333 | 0.045
4986 | -71.5794 | 1.983 | 356142.8571 | 0.045
4987 | -72.6026 | 2.12 | 383615.3846 | 0.045
4988 | -73.6991 | 2.278 | 415666.6667 | 0.045
4989 | -74.8809 | 2.465 | 453545.4545 | 0.045
4990 | -76.1636 | 2.686 | 499000 | 0.045
4991 | -77.5673 | 2.956 | 554555.5556 | 0.045
4992 | -79.1193 | 3.29 | 624000 | 0.045
4993 | -80.8571 | 3.716 | 713285.7143 | 0.045
4994 | -82.8353 | 4.28 | 832333.3333 | 0.045
4995 | -85.1373 | 5.065 | 999000 | 0.045
4996 | -87.9008 | 6.242 | 1249000 | 0.045
4997 | -91.379 | 8.226 | 1665666.6667 | 0.045
4998 | -96.127 | 12.474 | 2499000 | 0.045
4999 | -103.8526 | 7.726 | 4999000 | 0.045
5000 | -103.8526 | - | #DIV/0! | 0.045